## Overview
Company and Licence name, charging year, effective from, status
| Company and Licence name | Year | Effective From | Status
Company and Licence name, charging year, effective from, status | Indigo Power Limited_B | 2025/26 | 2025-04-01 | Final
List of data tables in this workbook
Worksheet | Information
Annex 1 LV, HV and Unmetered Supplies charges | Annex 1 contains the charges to LV and HV Designated Properties and Unmetered Supplies.
Annex 2 EHV charges | Annex 2 contains the charges to Designated EHV Properties and charges applied to LDNOs with Designated EHV Properties/end-users embedded in networks within the Indigo Power Limited_B Licence area.
Annex 3 Preserved charges | Annex 3 contains details of any preserved and additional charges that are valid at this time.
Annex 4 LDNO charges | Annex 4 contains charges that are levied on the owner of an embedded network within the Indigo Power Limited_B Licence area. Electricity suppliers and consumers who have properties connected to an embedded network should contact the embedded network owner to determine their distribution charges. The charges listed in this table are not payable by domestic consumers, business consumers or electricity suppliers.
Annex 5 LLFs | Annex 5 has been intentionally left blank as this charging statement is published a complete year before the LLFs have been audited. The line loss factors that are approved by the BSC Panel for the applicable year and consequently published on the Elexon website will take precedence and be used in Settlement. This annex will be re-published with these values once they are available.
Annex 6 Charges for New or Amended Designated EHV Properties | Annex 6 contains the charges for new or amended Designated EHV Properties and charges applied to LDNOs with new or amended Designated EHV Properties/end-users embedded in networks within the Indigo Power Limited_B Licence area.
Annex 7 Fixed adders for Supplier of Last Resort and Eligible Bad Debt pass-through costs | Annex 7 contains the fixed adders to recover Supplier of Last Resort and Eligible Bad Debt pass-through costs. The Excess Supplier of Last Resort fixed adder relates to an increase to previously published charges only.
Nodal prices | Contains the underlying [nodal/network group] costs used to calculate the current EDCM charges.
Residual Charging Bandings | Contains the four Residual charging band allocation for Customers
Charge calculator | Charge calculator is a tool to help you estimate your distribution charges using current consumption data and forecast consumption data.
Notes to users of this spreadsheet
Please use this spreadsheet with reference to the LC14 use of system charging statement.
Notes to DNOs populating this spreadsheet
DNOs must endeavour to maintain consistency in the structure of this spreadsheet. Any changes to the structure must be noted in the 'Notes to users of this spreadsheet'
The drop down list on the charge calculator can be expanded by unprotecting the charge calculator sheet and selecting 'data', 'data validation...' and then expanding the 'source' data range. The sheet can then be protected.
Formulas:
Year = TEXT([Effective From],"YYYY")&"/"&TEXT(EOMONTH([Effective From],12),"YY")

## Annex 1 LV, HV and UMS charges
Back to Overview | 'DNOs paste value cells A15:J47 from CDCM 3701 into cells A14:J46
Indigo Power Limited_B - Effective from 1 April 2025 - Final LV and HV charges
Time Bands for LV and HV Designated Properties | [5 empty] | Time Bands for Unmetered Properties
Time periods | Red Time Band | Amber Time Band |  | Green Time Band |  |  |  | Black Time Band | Yellow Time Band | Green Time Band
Monday to Friday | 16:00 to 19:00 | 07:30 to 16:00 19:00 to 21:00 |  | 00:00 to 07:30 21:00 to 24:00 |  | Monday to Friday Nov to Feb |  | 16:00 to 19:00 | 07:30 to 16:00 19:00 to 21:00 | 00:00 to 07:30 21:00 to 24:00
Weekends |  |  |  | 00:00 to 24:00 |  | Monday to Friday Mar to Oct |  |  | 07:30 to 21:00 | 00:00 to 07:30 21:00 to 24:00
Notes | All the above times are in UK Clock time |  |  |  |  | Weekends |  |  |  | 00:00 to 24:00
[6 empty] | Notes |  | All the above times are in UK Clock time
Tariff name | Open LLFCs | PCs | Red/black unit charge p/kWh | Amber/yellow unit charge p/kWh | Green unit charge p/kWh | Fixed charge p/MPAN/day | Capacity charge p/kVA/day | Exceeded capacity charge p/kVA/day | Reactive power charge p/kVArh | Closed LLFCs
Domestic Aggregated with Residual | B0A, B0C,B3A, B3C,B6A, B6C | 0, 1, 2 | 10.271 | 1.943 | 0.142 | 8.6 | 0 | 0 | 0
Domestic Aggregated (Related MPAN) | B0B, B0D,B3B, B3D,B6B, B6D | 2 | 10.271 | 1.943 | 0.142 | 0 | 0 | 0 | 0
Non-Domestic Aggregated No Residual | B0E,B3E,B6E | 0, 3, 4, 5-8 | 10.516 | 1.989 | 0.146 | 11.63 | 0 | 0 | 0
Non-Domestic Aggregated Band 1 | B1A,B4A,B7A | 0, 3, 4, 5-8 | 10.516 | 1.989 | 0.146 | 14.21 | 0 | 0 | 0
Non-Domestic Aggregated Band 2 | B1B,B4B,B7B | 0, 3, 4, 5-8 | 10.516 | 1.989 | 0.146 | 15.91 | 0 | 0 | 0
Non-Domestic Aggregated Band 3 | B1C,B4C,B7C | 0, 3, 4, 5-8 | 10.516 | 1.989 | 0.146 | 20.79 | 0 | 0 | 0
Non-Domestic Aggregated Band 4 | B1D,B4D,B7D | 0, 3, 4, 5-8 | 10.516 | 1.989 | 0.146 | 36.93 | 0 | 0 | 0
Non-Domestic Aggregated (related MPAN) | B0L,B3L,B6L | 4 | 10.516 | 1.989 | 0.146 | 0 | 0 | 0 | 0
LV Site Specific No Residual | B0F,B3F,B6F | 0 | 6.621 | 1.214 | 0.087 | 14.21 | 7.72 | 7.72 | 0.184
LV Site Specific Band 1 | B2A,B5A,B8A | 0 | 6.621 | 1.214 | 0.087 | 61.19 | 7.72 | 7.72 | 0.184
LV Site Specific Band 2 | B2B,B5B,B8B | 0 | 6.621 | 1.214 | 0.087 | 92.33 | 7.72 | 7.72 | 0.184
LV Site Specific Band 3 | B2C,B5C,B8C | 0 | 6.621 | 1.214 | 0.087 | 137.64 | 7.72 | 7.72 | 0.184
LV Site Specific Band 4 | B2D,B5D,B8D | 0 | 6.621 | 1.214 | 0.087 | 270.96 | 7.72 | 7.72 | 0.184
LV Sub Site Specific No Residual | B5W,B8W | 0 | 4.224 | 0.718 | 0.048 | 11.08 | 7.55 | 7.55 | 0.116
LV Sub Site Specific Band 1 | B5E,B8E | 0 | 4.224 | 0.718 | 0.048 | 58.06 | 7.55 | 7.55 | 0.116
LV Sub Site Specific Band 2 | B5F,B8F | 0 | 4.224 | 0.718 | 0.048 | 89.21 | 7.55 | 7.55 | 0.116
LV Sub Site Specific Band 3 | B5G,B8G | 0 | 4.224 | 0.718 | 0.048 | 134.51 | 7.55 | 7.55 | 0.116
LV Sub Site Specific Band 4 | B5H,B8H | 0 | 4.224 | 0.718 | 0.048 | 267.83 | 7.55 | 7.55 | 0.116
HV Site Specific No Residual | B3G,B6G | 0 | 2.431 | 0.37 | 0.022 | 102.53 | 8.76 | 8.76 | 0.058
HV Site Specific Band 1 | B5J,B8J | 0 | 2.431 | 0.37 | 0.022 | 340.7 | 8.76 | 8.76 | 0.058
HV Site Specific Band 2 | B5K,B8K | 0 | 2.431 | 0.37 | 0.022 | 793.33 | 8.76 | 8.76 | 0.058
HV Site Specific Band 3 | B5L,B8L | 0 | 2.431 | 0.37 | 0.022 | 1624.55 | 8.76 | 8.76 | 0.058
HV Site Specific Band 4 | B5M,B8M | 0 | 2.431 | 0.37 | 0.022 | 4161.88 | 8.76 | 8.76 | 0.058
Unmetered Supplies | B0U, B0V,B3U,B3V,B6U, B6V | 0, 1 or 8 | 25.526 | 3.538 | 1.349 | 0 | 0 | 0 | 0
LV Generation Aggregated | BM1, BM2,BR1, BR2,BV1, BV2 | 0 | -6.744 | -1.276 | -0.094 | 0 | 0 | 0 | 0
LV Sub Generation Aggregated | BR6, BR7, BV6, BV7 | 0 | -5.591 | -1.037 | -0.075 | 0 | 0 | 0 | 0
LV Generation Site Specific | BM3,BR3,BV3 | 0 | -6.744 | -1.276 | -0.094 | 0 | 0 | 0 | 0.216
LV Generation Site Specific no RP charge |  | 0 | -6.744 | -1.276 | -0.094 | 0 | 0 | 0 | 0
LV Sub Generation Site Specific |  | 0 | -5.591 | -1.037 | -0.075 | 0 | 0 | 0 | 0.16
LV Sub Generation Site Specific no RP charge |  | 0 | -5.591 | -1.037 | -0.075 | 0 | 0 | 0 | 0
HV Generation Site Specific | BR4,BV4 | 0 | -3.414 | -0.58 | -0.039 | 64.19 | 0 | 0 | 0.133
HV Generation Site Specific no RP charge |  | 0 | -3.414 | -0.58 | -0.039 | 64.19 | 0 | 0 | 0

## Annex 2 EHV charges
Back to Overview |  | Copy EDCM table 5001 range starting B101 and paste into G11. Extend or reduce print area as required. |  |  | Note: The list of MPANs / MSIDs provided may be incomplete; the DNO reserves the right to apply the listed charges to any other MPANs / MSIDs associated with the site.
Indigo Power Limited_B - Effective from 1 April 2025 - Final EDCM charges
Time Periods for Designated EHV Properties
Time periods |  |  | Super Red Time Band
Monday to Friday Nov to Feb |  |  | 16:00 to 19:00
Notes |  |  | All the above times are in UK Clock time
Import Unique Identifier | LLFC | Import MPANs/MSIDs | Export Unique Identifier | LLFC | Export MPANs/MSIDs | Name | Residual Charging Band | Import Super Red unit charge (p/kWh) | Import fixed charge (p/day) | Import capacity charge (p/kVA/day) | Import exceeded capacity charge (p/kVA/day) | Export Super Red unit charge (p/kWh) | Export fixed charge (p/day) | Export capacity charge (p/kVA/day) | Export exceeded capacity charge (p/kVA/day)
61 | 61 | 1100039606230 1100050612745 |  |  |  | Jaguar Land Rover Gaydon
155 | 155 | 1170000982191 | 479 | 479 | 1170000982207 | Lyon Road Gas Gen
156 | 156 | 1170001003919 | 480 | 480 | 1170001003928 | Asher Lane 33kV STOR
157 | 157 | 1170001052172 | 481 | 481 | 1170001052181 | Spondon Peaking STOR
159 | 159 | 1170001154334 | 483 | 483 | 1170001154343 | Churchover solar farm new
160 | 160 | 1170001200878 | 484 | 484 | 1170001200887 | Hall Farm Site PV 2
161 | 161 | 1170001247398 | 485 | 485 | 1170001247403 | Back Lane ESS
162 | 162 | 1170001302506 | 486 | 486 | 1170001302515 | Thornton Estate, Weighbridge Road
163 | 163 | 1170001326302 | 487 | 487 | 1170001326311 | Battery Ln Boston ESS
166 | 166 | 1170001415724 | 490 | 490 | 1170001415733 | Whitecross Lane PV Park
167 | 167 | 1170001443100 | 491 | 491 | 1170001443128 | Streetfield Farm Watling PV
168 | 168 | 1170001544439 | 492 | 492 | 1170001544448 | Gorse Lane Solar
169 | 169 | 1170001544633 | 493 | 493 | 1170001544642 | Gorse Lane Solar Ext
253 | 253 | 1170001236847 | 452 | 452 | 1170001236856 | Branston Potato Farm
254 | 254 | 1170001326288 | 453 | 453 | 1170001326297 | Cotham Grange 132 PV
255 | 255 | 1170001439707 | 454 | 454 | 1170001439725 | Newhurst ERF 132 EFW
256 | 256 | 1170001496013 | 455 | 455 | 1170001495989 | Grafton Underwood
257 | 257 | 1170001534811 | 456 | 456 | 1170001534820 | Desford Road BESS 132
281 | 281 | 1170000946973 1170000946982 |  |  |  | Jaguar Land Rover Whitley
282 | 282 | 1170001293394 1170001293400 |  |  |  | Long Itchington Northern Portal
292 | 292 | 1170000480680 | 367 | 367 | 1170000480699 | Yew Tree Farm PV
293 | 293 | 1170000487142 | 368 | 368 | 1170000487151 | Cobb Farm Egmanton PV
294 | 294 | 1170000530950 | 369 | 369 | 1170000530969 | Kelmarsh Wind Farm
296 | 296 | 1170000549231 | 371 | 371 | 1170000549240 | Copley Farm PV Claypole
297 | 297 | 1170000549269 | 372 | 372 | 1170000549278 | Greatmoor EFW Calvert
298 | 298 | 1170000559851 | 373 | 373 | 1170000559860 | Lodge Farm (Calow) PV
299 | 299 | 1170000569840 | 374 | 374 | 1170000569850 | Arkwright Solar PV
300 | 300 | 1170000579245 |  |  |  | Langar PV Imports
|  |  | 375 | 375 | 1170000579254 | Langar Commercial PV
|  |  | 417 | 417 | 1170000740808 | Langar PV Community
302 | 302 | 1170000579919 | 377 | 377 | 1170000579928 | Averill Farm PV
303 | 303 | 1170000582692 | 378 | 378 | 1170000582708 | Marchington Solar PV
304 | 304 | 1170000586492 | 379 | 379 | 1170000586508 | West End Fm Treswell PV
305 | 305 | 1170000586605 | 380 | 380 | 1170000586614 | Fields Farm Southam PV
306 | 306 | 1170000587273 | 381 | 381 | 1170000587282 | Canopus Farm PV
307 | 307 | 1170000594261 | 382 | 382 | 1170000594270 | Lindridge Farm PV
308 | 308 | 1170000594164 | 383 | 383 | 1170000594173 | Thornborough Grnds PV
309 | 309 | 1170000592228 | 384 | 384 | 1170000592237 | Wymeswold Narrow Lane PV
310 | 310 | 1170000598034 | 385 | 385 | 1170000598043 | Manor Farm Horton PV
311 | 311 | 1170000598196 | 386 | 386 | 1170000598201 | Handley Park Farm PV
312 | 312 | 1170000601982 | 387 | 387 | 1170000601991 | Shelton Lodge PV
313 | 313 | 1170000604023 | 388 | 388 | 1170000604050 | Brafield on the Green PV
314 | 314 | 1170000605221 | 389 | 389 | 1170000605240 | Sywell PV
315 | 315 | 1170000614990 | 390 | 390 | 1170000615007 | Holtwood Farm PV
316 | 316 | 1170000614972 | 391 | 391 | 1170000614981 | Drakelow Farm PV
317 | 317 | 1170000619916 | 392 | 392 | 1170000619925 | Stragglethorpe Rd PV
318 | 318 | 1170000627448 | 393 | 393 | 1170000627457 | Oxcroft Solar Farm PV
319 | 319 | 1170000626816 | 394 | 394 | 1170000626825 | Derby Waste Sinfin EFW
320 | 320 | 1170000625681 | 395 | 395 | 1170000625690 | Littlewood Farm PV
321 | 321 | 1170000630413 | 396 | 396 | 1170000630422 | Twin Yards Farm PV
322 | 322 | 1170000629640 | 397 | 397 | 1170000629659 | Tower Hayes Farm PV
323 | 323 | 1170000632606 | 398 | 398 | 1170000632615 | The Breck Solar PV
324 | 324 | 1170000631426 | 399 | 399 | 1170000631435 | Barnby Moor Retford PV
325 | 325 | 1170000636503 | 400 | 400 | 1170000636512 | Lincoln Farm PV
326 | 326 | 1170000652009 | 401 | 401 | 1170000652018 | Drakelow Renewable BIO
328 | 328 | 1170000641470 | 403 | 403 | 1170000641489 | Mill Fm Gt Ponton PV
329 | 329 | 1170000954316 |  |  |  | Welland Bio Power Imp
|  |  | 370 | 370 | 1170000535113 | Pebble Hall Farm AD
|  |  | 404 | 404 | 1170000645118 | Welland Bio Power Exp
330 | 330 | 1170000671093 | 405 | 405 | 1170000671109 | Deepdale Solar Fm PV
331 | 331 | 1170000671118 | 406 | 406 | 1170000671127 | Burton Wolds South WF
334 | 334 | 1170000677271 | 409 | 409 | 1170000677280 | Gawcott Flds PV Commercial
335 | 335 | 1170000677290 | 410 | 410 | 1170000677305 | Gawcott Flds PV Community
337 | 337 | 1170000722748 | 412 | 412 | 1170000722757 | John Brookes Sawmill BIO
338 | 338 | 1170000723991 | 413 | 413 | 1170000724008 | Hawton Wind Farm WF
340 | 340 | 1170000727221 | 415 | 415 | 1170000727230 1170000730001 | Garnham Close STOR
341 | 341 | 1170000733935 | 435 | 435 | 1170000893898 | RAF Cranwell High G
343 | 343 | 1170000751465 | 418 | 418 | 1170000751474 | Hermitage Lane STOR
344 | 344 | 1170000759678 | 419 | 419 | 1170000759687 | Fosse Way Radford Sem PV
345 | 345 | 1170000761640 | 420 | 420 | 1170000761659 | Meadow Fm Thorpe Lang PV
346 | 346 | 1170000768557 | 421 | 421 | 1170000768566 | Olney Hyde Farm PV
347 | 347 | 1170000772456 | 422 | 422 | 1170000772465 | Dayfields Farm PV
348 | 348 | 1170000775712 | 423 | 423 | 1170000775721 | Bolsovermoor Quarry PV
349 | 349 | 1170000775340 | 424 | 424 | 1170000775350 | Bilsthorpe PV
351 | 351 | 1170000783305 | 426 | 426 | 1170000783314 | Sutton Bonnington PV
353 | 353 | 1170000790241 | 428 | 428 | 1170000790250 | Green Lane Marchington PV
354 | 354 | 1170000807142 | 429 | 429 | 1170000807151 | Baddesley Park PV
355 | 355 | 1170000807160 | 430 | 430 | 1170000807170 | Baddesley Pk Biomass
356 | 356 | 1170000858990 | 431 | 431 | 1170000859007 | Taylor Lane 33kV STOR
357 | 357 | 1170000871315 | 432 | 432 | 1170000871324 | Hill Farm ESS
358 | 358 | 1170000871120 | 433 | 433 | 1170000871139 | Leverton ESS
359 | 359 | 1170000884086 | 434 | 434 | 1170000884095 | Nottingham Rd STOR
361 | 361 | 1170000895724 | 436 | 436 | 1170000895733 | Breach Farm ESS
362 | 362 | 1170000902629 | 437 | 437 | 1170000902638 | Boston Biomass Gen AD
363 | 363 | 1170000928965 | 438 | 438 | 1170000928974 | Twin Oaks Diesel STOR
364 | 364 | 1170000939911 | 439 | 439 | 1170000939920 | Colwick Private Rd STOR
365 | 365 | 1170000953544 | 440 | 440 | 1170000953553 | Mill Fm Caythorpe ESS
436 | 436 | 1170000895733 | 361 | 361 | 1170000895724 | Breach Farm 132
784 | 784 | 1170000447716 | 705 | 705 | 1170000447725 | Prestop Park Farm PV
785 | 785 | 1170000447479 | 706 | 706 | 1170000447488 | Smith Hall Farm Solar
786 | 786 | 1170000447497 | 707 | 707 | 1170000447502 | Park Farm Solar Ashby
787 | 787 | 1170000451420 | 708 | 708 | 1170000451439 | Aston House Solar Farm
789 | 789 | 1170000457617 | 710 | 710 | 1170000457626 | Elms Farm Solar Farm
790 | 790 | 1170000458550 | 711 | 711 | 1170000458569 | Morton Solar Farm
791 | 791 | 1170000463150 | 712 | 712 | 1170000463160 | Glebe Farm Podington PV
792 | 792 | 1170000468015 | 713 | 713 | 1170000468024 | Rolleston Park Solar
793 | 793 | 1170000467572 | 714 | 714 | 1170000467581 | Nowhere Farm PV
795 | 795 | 1170000467509 | 716 | 716 | 1170000467527 | Chelveston Renewable PV
796 | 796 | 1170000474082 | 717 | 717 | 1170000474107 | Horsemoor Drove Solar
797 | 797 | 1170000474436 | 718 | 718 | 1170000474445 | Decoy Farm Crowland PV
799 | 799 | 1170000474393 | 720 | 720 | 1170000474409 | Decoy Farm Crowland AD
824 | 824 | 1100039676983 1100039676992 | 600 | 600 |  | Network Rail Bytham
825 | 825 | 1100039676690 1100039676706 | 601 | 601 | 1100050641453 | Network Rail Grantham
826 | 826 | 1100050106527 | 602 | 602 | 1100050106971 | Network Rail Staythorpe
827 | 827 | 1100039676965 1100039676974 | 603 | 603 | 1100050314637 | Network Rail Retford
831 | 831 | 1100039602086 |  |  |  | Jaguar Cars
832 | 832 | 1100039600655 |  |  |  | Alstom Frankton
833 | 833 | 1170000817007 1170000817025 | 684 | 684 | 1170000817034 | University of Warwick
834 | 834 | 1100039603131 |  |  |  | Dunlop Factory
835 | 835 | 1160001030330 1160001139525 | 416 | 416 | 1170000730127 | Bombardier
836 | 836 | 1100039600015 |  |  |  | Corby Steel Works
838 | 838 | 1144444444443 | 7043 | 7043 | 7043 | Derwent
839 | 839 | 1100039667570 |  |  |  | GEC Alsthom
840 | 840 | 1100050311185 1100050311194 |  |  |  | St Gobain
841 | 841 | 1100039603559 |  |  |  | Toyota
845 | 845 | 1160001236210 | 635 | 635 | 1160001236229 | Petsoe Wind Farm
846 | 846 | 1100039600042 | 700 | 700 | 1170000330966 | Castle Cement
847 | 847 | 1100050013290 1100050314594 |  |  |  | Rugby Cement
848 | 848 | 1100039667446 | 632 | 632 | 1100050222604 | Coventry & Solihull Waste
849 | 849 | 1170000014575 | 611 | 611 | 1170000014584 | Bentinck Generation
852 | 852 | 1100050780529 | 640 | 640 | 1160001479030 | Asfordby 132kV
853 | 853 | 1100770095532 | 612 | 612 | 1100770095541 | Calvert Landfill EFW
854 | 854 | 1100770104666 | 613 | 613 | 1100770104693 | Weldon Landfill
855 | 855 | 1100770099918 | 614 | 614 | 1100770099927 | Goosy Lodge Power
856 | 856 | 1160000116234 1160000135185 |  |  |  | BAR Honda
857 | 857 | 1160000226327 | 615 | 615 | 1160000226336 | Burton Wolds Wind Farm
858 | 858 | 1100039606090 | 616 | 616 |  | Network Rail Bretton
859 | 859 | 1100770683368 | 617 | 617 | 1100770683377 | Bambers Farm Wind Farm
860 | 860 | 1160000213601 | 618 | 618 | 1160000213610 | Vine House Wind Farm
861 | 861 | 1160000154150 | 619 | 619 | 1160000154160 | Red House Wind Farm
862 | 862 | 1160000186551 | 620 | 620 | 1160000186560 | Daneshill Landfill
863 | 863 | 1130000053950 |  |  |  | Corby Power demand
864 | 864 | 1160000745093 | 621 | 621 | 1130000079897 | Newton Longville Landfill
865 | 865 | 1160000909822 | 622 | 622 | 1160000909840 | Hollies Wind Farm
866 | 866 | 1130000044004 | 629 | 629 | 1130000044013 | Lynn Wind Farm
867 | 867 | 1130000044022 | 630 | 630 | 1130000044031 | Inner Dowsing Wind Farm
868 | 868 | 1160000999037 | 631 | 631 | 1160000999046 | Bicker Fen Wind Farm
869 | 869 | 1100039667455 | 634 | 634 | 1100050222473 | London Road Heat Station
870 | 870 | 1160001253330 | 633 | 633 | 1160001253321 | Lindhurst Wind Farm
873 | 873 | 1100039600317 |  |  |  | Rolls Royce Coventry
875 | 875 | 1100039667989 |  |  |  | Caterpillar
876 | 876 | 1100039602323 |  |  |  | Santander Carlton Park
877 | 877 | 1100039600308 |  |  |  | Brush
878 | 878 | 1170000352384 1170000352409 |  |  |  | JCB
879 | 879 | 1100039606197 |  |  |  | Cast Bar UK
880 | 880 | 1100039668227 |  |  |  | Bretby GP
881 | 881 | 1100039601028 |  |  |  | Holwell Works
882 | 882 | 1100039601019 |  |  |  | Pedigree Petfoods
883 | 883 | 1100039601339 |  |  |  | Alstom Wolverton
884 | 884 | 1100039600567 |  |  |  | Colworth Laboratory
885 | 885 | 1100039601923 1100039601932 | 636 | 636 | 1100050222464 | Boots Thane Road
886 | 886 | 1100039606294 | 608 | 608 | 1100050222446 | QMC
887 | 887 | 1100039604358 |  |  |  | British Gypsum
888 | 888 | 1100039605139 1100039605148 |  |  |  | Melbourne STW
889 | 889 | 1100039601116 1100050484817 |  |  |  | Whetstone
890 | 890 | 1100039603647 1100039603656 |  |  |  | Holbrook Works
891 | 891 | 1100050674421 1100050677575 |  |  |  | Astrazeneca Charnwood
892 | 892 | 1160000002893 1160000065918 | 637 | 637 | 1160001059394 | B&Q Manton
893 | 893 | 1160001007100 1160001122717 |  |  |  | Transco Churchover
894 | 894 | 1100039600033 |  |  |  | Alstom Rugby
896 | 896 | 1160001363390 | 638 | 638 | 1160001363380 | Low Spinney Wind Farm
897 | 897 | 1160001457392 | 639 | 639 | 1160001457408 | Swinford Wind Farm
898 | 898 | 1170000117971 | 641 | 641 | 1170000117980 | Yelvertoft Wind Farm
899 | 899 |  |  |  |  | Maxwell House Data Centre
902 | 902 | 1170000199789 | 650 | 650 | 1170000199798 | Burton Wolds Wind Farm phase 2
903 | 903 | 1170000137579 | 651 | 651 | 1170000137588 | Shacks Barn PV
904 | 904 | 1160001324665 |  |  |  | Hatton Gas Compressor
905 | 905 | 1170000112477 | 642 | 642 | 1170000112486 | North Hykeham EFW
906 | 906 | 1160001415347 | 643 | 643 | 1160001415356 | Sleaford Renewable Energy Plant
907 | 907 | 1170000059210 | 644 | 644 | 1170000059186 | Bilsthorpe Wind Farm
908 | 908 | 1170000117944 | 645 | 645 | 1170000117953 | Old Dalby Lodge Wind Farm
909 | 909 | 1170000146670 | 652 | 652 | 1170000146680 | Willoughby STOR generation
910 | 910 | 1130000085288 |  |  |  | Rolls Royce AB&E 33kV
911 | 911 | 1170000110600 | 647 | 647 | 1170000110610 | The Grange Wind Farm
912 | 912 | 1170000111881 | 648 | 648 | 1170000111890 | Clay Lake STOR
913 | 913 | 1170000113443 | 649 | 649 | 1170000113452 | Balderton STOR
914 | 914 | 1170000172954 | 653 | 653 | 1170000172963 | Wymeswold Solar Park
915 | 915 | 1170000722696 | 654 | 654 | 1170000722701 | French Farm Wind Farm
916 | 916 | 1170000398486 | 646 | 646 | 1170000398495 | Lilbourne Wind Farm
917 | 917 | 1170000154538 | 655 | 655 | 1170000154547 | Chelvaston Renewable
918 | 918 | 1170000174827 | 656 | 656 | 1170000174836 | Beachampton Solar Farm
919 | 919 | 1170000182961 | 657 | 657 | 1170000182970 | Croft End Solar Farm
920 | 920 | 1170000233552 | 658 | 658 | 1170000233570 | M1 Wind farm
922 | 922 | 1170000280108 | 660 | 660 | 1170000280117 | Low Farm Anaerobic Dig
923 | 923 | 1170000280960 | 691 | 691 | 1170000280970 | Turweston Airfield Solar Farm
924 | 924 | 1170000281175 | 692 | 692 | 1170000281193 | Burton Pedwardine Solar
925 | 925 | 1170000306909 | 693 | 693 | 1170000306918 | Little Morton Farm Solar
930 | 930 | 1170000073288 |  |  |  | Rockingham
931 | 931 | 1170000086612 1170000091783 1170000091792 1170000091808 |  |  |  | Santander Carlton Park 132/11
932 | 932 | 1160001446600 |  |  |  | Delphi Diesel
940 | 940 | 1170000306884 | 694 | 694 | 1170000306893 | Lodge Farm Solar Park
941 | 941 | 1170000313162 | 695 | 695 | 1170000313171 | Ermine Farm PV
942 | 942 | 1170000319234 | 696 | 696 | 1170000319243 | Ridge Solar Park
943 | 943 | 1170000325283 | 697 | 697 | 1170000325292 | Winwick Wind Farm
944 | 944 | 1170000325308 | 698 | 698 | 1170000325317 | Watford Lodge Wind Farm
945 | 945 | 1170000326454 | 699 | 699 | 1170000326463 | Leverton Solar Park
946 | 946 | 1170000337508 | 701 | 701 | 1170000337517 | Burton Pedwardine Phase 2
947 | 947 | 1170000369068 | 702 | 702 | 1170000369086 | Hartwell Solar Farm
948 | 948 | 1170000369100 | 703 | 703 | 1170000369110 | Eakley Lanes Solar North
949 | 949 | 1170000369129 | 704 | 704 | 1170000369147 | Eakley Lanes Solar South
950 | 950 | 1170000388743 | 661 | 661 | 1170000388752 | Welbeck Colliery PV
951 | 951 | 1170000394960 | 662 | 662 | 1170000394979 | Newton Road PV
952 | 952 | 1170000395954 | 663 | 663 | 1170000395963 | New Albion Wind Farm
953 | 953 | 1170000400772 | 664 | 664 | 1170000400781 | Moat Farm PV
954 | 954 | 1170000407875 | 665 | 665 | 1170000407884 | Bilsthorpe Solar
955 | 955 | 1170000409696 | 666 | 666 | 1170000409701 | Hall Farm Site PV 1
956 | 956 | 1170000415946 | 667 | 667 | 1170000415955 | Gaultney Solar Park
957 | 957 | 1170000413692 | 668 | 668 | 1170000413708 | Fiskerton Solar Farm
958 | 958 | 1170000424904 | 669 | 669 | 1170000424913 | Mount Mill Solar Park
959 | 959 | 1170000427170 | 670 | 670 | 1170000427180 | Podington Airfield WF
960 | 960 | 1170000428528 | 671 | 671 | 1170000428537 | Branston South PV Farm
961 | 961 | 1170000430182 | 672 | 672 | 1170000430191 | Eakring Solar Farm
962 | 962 | 1170000439877 | 673 | 673 | 1170000439886 | Ragdale PV Solar Park
963 | 963 | 1170000438312 | 674 | 674 | 1170000438321 | Thoresby Solar Farm
964 | 964 | 1170000437211 | 675 | 675 | 1170000437220 | Welbeck Solar Farm
965 | 965 | 1170000444690 | 676 | 676 | 1170000444681 | Atherstone Solar Farm
966 | 966 | 1170000445115 | 677 | 677 | 1170000445133 | Babworth Estate PV Farm
968 | 968 | 1170000446615 | 679 | 679 | 1170000446606 | Homestead Farm Solar Park
969 | 969 | 1170000447033 | 680 | 680 | 1170000447042 | Grange Solar Farm
2034 | 2034 | 2034 | 2034 | 2034 | 2034 | Grendon/Huntingdon Interconnector
7015 | 7015 | 7015 | 7015 | 7015 | 7015 | Corby Power generation
7315 | 7315 | 7315 | 7316 | 7316 | 7316 | Redfield Road 1 STOR
7324 | 7324 | 7324 | 7325 | 7325 | 7325 | Trafalgar Pk Gas STOR
7326 | 7326 | 7326 | 7327 | 7327 | 7327 | Redfield Road B STOR
7443 | 7443 | 7443 | 7444 | 7444 | 7444 | Derby Power Station
10500 | 10500 | 10500 | 10501 | 10501 | 10501 | Watnall Brickworks
New Import 1 | New Import 1 | New Import 1 | New Export 1 | New Export 1 | New Export 1 | Adstock Solar Farm, Addington
New Import 2 | New Import 2 | New Import 2 | New Export 2 | New Export 2 | New Export 2 | Alfreton Solar PV
New Import 3 | New Import 3 | New Import 3 | New Export 3 | New Export 3 | New Export 3 | Althorp Estate
New Import 4 | New Import 4 | New Import 4 | New Export 4 | New Export 4 | New Export 4 | Asfordby B STOR
New Import 5 | New Import 5 | New Import 5 | New Export 5 | New Export 5 | New Export 5 | Ashorne Solar
New Import 6 | New Import 6 | New Import 6 | New Export 6 | New Export 6 | New Export 6 | Aston Flamville, Hinckley
New Import 7 | New Import 7 | New Import 7 | New Export 7 | New Export 7 | New Export 7 | Averham Leazes
New Import 8 | New Import 8 | New Import 8 | New Export 8 | New Export 8 | New Export 8 | Bagworth Road, Newbold Verdon
New Import 9 | New Import 9 | New Import 9 | New Export 9 | New Export 9 | New Export 9 | Belvoir PV
New Import 10 | New Import 10 | New Import 10 | New Export 10 | New Export 10 | New Export 10 | Blackbridge Farm
New Import 11 | New Import 11 | New Import 11 | New Export 11 | New Export 11 | New Export 11 | Boston Biomass 2
New Import 12 | New Import 12 | New Import 12 | New Export 12 | New Export 12 | New Export 12 | Boythorpe Works ESS
New Import 13 | New Import 13 | New Import 13 | New Export 13 | New Export 13 | New Export 13 | Brackley Solar Farm, Blackpits Recycling Centre
New Import 14 | New Import 14 | New Import 14 | New Export 14 | New Export 14 | New Export 14 | Bridge Street ESS & PV
New Import 15 | New Import 15 | New Import 15 | New Export 15 | New Export 15 | New Export 15 | Brigstock
New Import 16 | New Import 16 | New Import 16 | New Export 16 | New Export 16 | New Export 16 | Burnt Thorns Farm, Kilsby Lane
New Import 17 | New Import 17 | New Import 17 | New Export 17 | New Export 17 | New Export 17 | By Pass Farm, Great North Road
New Import 18 | New Import 18 | New Import 18 | New Export 18 | New Export 18 | New Export 18 | Canal Solar Farm, Elms Farm
New Import 19 | New Import 19 | New Import 19 | New Export 19 | New Export 19 | New Export 19 | Caudwell Farm
New Import 20 | New Import 20 | New Import 20 | New Export 20 | New Export 20 | New Export 20 | Chapel Street, Stapleton
New Import 21 | New Import 21 | New Import 21 | New Export 21 | New Export 21 | New Export 21 | Chestnut Farm
New Import 22 | New Import 22 | New Import 22 | New Export 22 | New Export 22 | New Export 22 | Cogenhoe BESS
New Import 23 | New Import 23 | New Import 23 | New Export 23 | New Export 23 | New Export 23 | Copse Lodge Solar Farm
New Import 24 | New Import 24 | New Import 24 | New Export 24 | New Export 24 | New Export 24 | Corley Solar Farm, Breach Oak Lane
New Import 25 | New Import 25 | New Import 25 | New Export 25 | New Export 25 | New Export 25 | Costock Solar Farm
New Import 26 | New Import 26 | New Import 26 | New Export 26 | New Export 26 | New Export 26 | Crick Road Solar Plant
New Import 27 | New Import 27 | New Import 27 | New Export 27 | New Export 27 | New Export 27 | Dalby Solar Park
New Import 28 | New Import 28 | New Import 28 | New Export 28 | New Export 28 | New Export 28 | Dunsford Road (Alfreton PV)
New Import 29 | New Import 29 | New Import 29 | New Export 29 | New Export 29 | New Export 29 | Eastcroft EfW
New Import 30 | New Import 30 | New Import 30 | New Export 30 | New Export 30 | New Export 30 | Eastfields Solar
New Import 31 | New Import 31 | New Import 31 | New Export 31 | New Export 31 | New Export 31 | Eden Meadows ESS & PV
New Import 32 | New Import 32 | New Import 32 | New Export 32 | New Export 32 | New Export 32 | Exton Estate Solar Farm, Barnsdale Avenue
New Import 33 | New Import 33 | New Import 33 | New Export 33 | New Export 33 | New Export 33 | Fawsley Estate Solar Solar, Daventry
New Import 34 | New Import 34 | New Import 34 | New Export 34 | New Export 34 | New Export 34 | Fen Farm
New Import 35 | New Import 35 | New Import 35 | New Export 35 | New Export 35 | New Export 35 | Fiskerton Airfield
New Import 36 | New Import 36 | New Import 36 | New Export 36 | New Export 36 | New Export 36 | Friskerton Solar Farm, Reepham Road
New Import 37 | New Import 37 | New Import 37 | New Export 37 | New Export 37 | New Export 37 | Glaston Road, Oakham
New Import 38 | New Import 38 | New Import 38 | New Export 38 | New Export 38 | New Export 38 | Gonerby Moor PV
New Import 39 | New Import 39 | New Import 39 | New Export 39 | New Export 39 | New Export 39 | Grantham Solar Farm
New Import 40 | New Import 40 | New Import 40 | New Export 40 | New Export 40 | New Export 40 | Grendon Lakes
New Import 41 | New Import 41 | New Import 41 | New Export 41 | New Export 41 | New Export 41 | Halloughton Solar Farm Southwell
New Import 42 | New Import 42 | New Import 42 | New Export 42 | New Export 42 | New Export 42 | Harborough Fields Farm
New Import 43 | New Import 43 | New Import 43 | New Export 43 | New Export 43 | New Export 43 | Hasland Solar Farm
New Import 44 | New Import 44 | New Import 44 | New Export 44 | New Export 44 | New Export 44 | Haunton Manor Farm Solar Project
New Import 45 | New Import 45 | New Import 45 | New Export 45 | New Export 45 | New Export 45 | Hawkins Lane
New Import 46 | New Import 46 | New Import 46 | New Export 46 | New Export 46 | New Export 46 | Heckington Fen WF
New Import 47 | New Import 47 | New Import 47 | New Export 47 | New Export 47 | New Export 47 | Highgrounds STOR
New Import 48 | New Import 48 | New Import 48 |  |  |  | Hinckley Rail freight terminal
New Import 49 | New Import 49 | New Import 49 | New Export 49 | New Export 49 | New Export 49 | Inkersall Farm PV
New Import 50 | New Import 50 | New Import 50 | New Export 50 | New Export 50 | New Export 50 | Inkersall Grange Farm Bilsthorpe PV
New Import 51 | New Import 51 | New Import 51 | New Export 51 | New Export 51 | New Export 51 | Inkersall Road ESS & PV
New Import 52 | New Import 52 | New Import 52 | New Export 52 | New Export 52 | New Export 52 | Kingston Solar
New Import 53 | New Import 53 | New Import 53 | New Export 53 | New Export 53 | New Export 53 | Kisses Barn Farm
New Import 54 | New Import 54 | New Import 54 | New Export 54 | New Export 54 | New Export 54 | Land at Ash Farm ESS & PV
New Import 55 | New Import 55 | New Import 55 | New Export 55 | New Export 55 | New Export 55 | Land at Crifton Lodge Farm Bilsthorpe PV
New Import 56 | New Import 56 | New Import 56 | New Export 56 | New Export 56 | New Export 56 | Land at Langer Lane ESS & PV
New Import 57 | New Import 57 | New Import 57 | New Export 57 | New Export 57 | New Export 57 | Land at Low Farm
New Import 58 | New Import 58 | New Import 58 | New Export 58 | New Export 58 | New Export 58 | Lands at Sutton Cheney
New Import 59 | New Import 59 | New Import 59 | New Export 59 | New Export 59 | New Export 59 | Laurel Close PV
New Import 60 | New Import 60 | New Import 60 | New Export 60 | New Export 60 | New Export 60 | Longmoor Solar, Castle View Road
New Import 61 | New Import 61 | New Import 61 | New Export 61 | New Export 61 | New Export 61 | Lower Farm, Bishops Itchington
New Import 62 | New Import 62 | New Import 62 | New Export 62 | New Export 62 | New Export 62 | Lullington Solar Farm
New Import 63 | New Import 63 | New Import 63 | New Export 63 | New Export 63 | New Export 63 | Mallows Lane ESS & PV
New Import 64 | New Import 64 | New Import 64 | New Export 64 | New Export 64 | New Export 64 | Manor Fam Bourton
New Import 65 | New Import 65 | New Import 65 | New Export 65 | New Export 65 | New Export 65 | Manor Farm
New Import 66 | New Import 66 | New Import 66 | New Export 66 | New Export 66 | New Export 66 | Markham Vale
New Import 67 | New Import 67 | New Import 67 | New Export 67 | New Export 67 | New Export 67 | Middle Farm Road
New Import 68 | New Import 68 | New Import 68 | New Export 68 | New Export 68 | New Export 68 | Mill Farm, Cotes
New Import 69 | New Import 69 | New Import 69 | New Export 69 | New Export 69 | New Export 69 | Moor Lane Solar Farm
New Import 70 | New Import 70 | New Import 70 | New Export 70 | New Export 70 | New Export 70 | Moreton Morrell Solar
New Import 71 | New Import 71 | New Import 71 | New Export 71 | New Export 71 | New Export 71 | Moto, Tamworth Motorway Services
New Import 72 | New Import 72 | New Import 72 | New Export 72 | New Export 72 | New Export 72 | Newbold Pacey, Newbold Road
New Import 73 | New Import 73 | New Import 73 | New Export 73 | New Export 73 | New Export 73 | Newton Wood Farm ESS
New Import 74 | New Import 74 | New Import 74 | New Export 74 | New Export 74 | New Export 74 | Normanton Larches Solar
New Import 75 | New Import 75 | New Import 75 | New Export 75 | New Export 75 | New Export 75 | Oakley Bushes Solar Farm
New Import 76 | New Import 76 | New Import 76 | New Export 76 | New Export 76 | New Export 76 | Osberton Solar
New Import 77 | New Import 77 | New Import 77 | New Export 77 | New Export 77 | New Export 77 | Poole Farm, Barrow Road
New Import 78 | New Import 78 | New Import 78 | New Export 78 | New Export 78 | New Export 78 | Potash Farm A ESS
New Import 79 | New Import 79 | New Import 79 | New Export 79 | New Export 79 | New Export 79 | Potash Farm B ESS
New Import 80 | New Import 80 | New Import 80 | New Export 80 | New Export 80 | New Export 80 | RAF Newton Phase 1
New Import 81 | New Import 81 | New Import 81 | New Export 81 | New Export 81 | New Export 81 | RAF Newton, Phase 2
New Import 82 | New Import 82 | New Import 82 | New Export 82 | New Export 82 | New Export 82 | Ranksborough Farm
New Import 83 | New Import 83 | New Import 83 | New Export 83 | New Export 83 | New Export 83 | Rolleston Park 2
New Import 84 | New Import 84 | New Import 84 | New Export 84 | New Export 84 | New Export 84 | Rothersthorpe, Milton Road
New Import 85 | New Import 85 | New Import 85 | New Export 85 | New Export 85 | New Export 85 | Sheepbridge Lane ESS
New Import 86 | New Import 86 | New Import 86 | New Export 86 | New Export 86 | New Export 86 | Sherbourne Farm Solar
New Import 87 | New Import 87 | New Import 87 | New Export 87 | New Export 87 | New Export 87 | Shirebrook Wind Farm
New Import 88 | New Import 88 | New Import 88 | New Export 88 | New Export 88 | New Export 88 | Shireoaks Hall Farm PV
New Import 89 | New Import 89 | New Import 89 |  |  |  | Smart Parc
New Import 90 | New Import 90 | New Import 90 | New Export 90 | New Export 90 | New Export 90 | South Wheatley PV
New Import 91 | New Import 91 | New Import 91 | New Export 91 | New Export 91 | New Export 91 | Sparrow Lodge Farm, Wicken Park Road
New Import 92 | New Import 92 | New Import 92 | New Export 92 | New Export 92 | New Export 92 | Staveley Works
New Import 93 | New Import 93 | New Import 93 | New Export 93 | New Export 93 | New Export 93 | Stourton Estate
New Import 94 | New Import 94 | New Import 94 | New Export 94 | New Export 94 | New Export 94 | Stow Park Farm ESS & PV
New Import 95 | New Import 95 | New Import 95 | New Export 95 | New Export 95 | New Export 95 | Sudbury Estate
New Import 96 | New Import 96 | New Import 96 | New Export 96 | New Export 96 | New Export 96 | Tachbrook Hill Farm
New Import 97 | New Import 97 | New Import 97 | New Export 97 | New Export 97 | New Export 97 | Thornton Solar Farm
New Import 98 | New Import 98 | New Import 98 | New Export 98 | New Export 98 | New Export 98 | Thorpe Constantine Solar
New Import 99 | New Import 99 | New Import 99 | New Export 99 | New Export 99 | New Export 99 | Thurlaston Estate Solar Farm
New Import 100 | New Import 100 | New Import 100 | New Export 100 | New Export 100 | New Export 100 | Tiln Farm Solar Retford PV
New Import 101 | New Import 101 | New Import 101 | New Export 101 | New Export 101 | New Export 101 | Tolldish Hall PV
New Import 102 | New Import 102 | New Import 102 | New Export 102 | New Export 102 | New Export 102 | Tuckey Farm PV
New Import 103 | New Import 103 | New Import 103 | New Export 103 | New Export 103 | New Export 103 | Vauls Farm PV
New Import 104 | New Import 104 | New Import 104 |  |  |  | Watling Street
New Import 105 | New Import 105 | New Import 105 | New Export 105 | New Export 105 | New Export 105 | West Thorpe
New Import 106 | New Import 106 | New Import 106 | New Export 106 | New Export 106 | New Export 106 | Westfield House Farm PV
New Import 107 | New Import 107 | New Import 107 | New Export 107 | New Export 107 | New Export 107 | Whaley Solar
New Import 108 | New Import 108 | New Import 108 | New Export 108 | New Export 108 | New Export 108 | Winkburn Solar
New Import 109 | New Import 109 | New Import 109 | New Export 109 | New Export 109 | New Export 109 | Wistow Lodge PV, Leicester Road
New Import 110 | New Import 110 | New Import 110 | New Export 110 | New Export 110 | New Export 110 | Wood Lodge Farm

## Annex 2a Import
Note: The list of MPANs / MSIDs provided may be incomplete; the DNO reserves the right to apply the listed charges to any other MPANs / MSIDs associated with the site. Note: This table is automatically populated based on the content of the tab entitled 'Annex 2 EHV Charges'. The timebands are as shown in Annex 2.
Indigo Power Limited_B - Effective from 1 April 2025 - Final EDCM import charges
Import Unique Identifier | LLFC | Import MPANs/MSIDs | Name | Import Super Red unit charge (p/kWh) | Import fixed charge (p/day) | Import capacity charge (p/kVA/day) | Import exceeded capacity charge (p/kVA/day)
61 | 61 | 1100039606230 1100050612745 | Jaguar Land Rover Gaydon
155 | 155 | 1170000982191 | Lyon Road Gas Gen

## Annex 2b Export
Note: The list of MPANs / MSIDs provided may be incomplete; the DNO reserves the right to apply the listed charges to any other MPANs / MSIDs associated with the site. Note: This table is automatically populated based on the content of the tab entitled 'Annex 2 EHV Charges'. The timebands are as shown in Annex 2.
Indigo Power Limited_B - Effective from 1 April 2025 - Final EDCM export charges
Export Unique Identifier | LLFC | Export MPANs/MSIDs | Name | Export Super Red unit charge (p/kWh) | Export fixed charge (p/day) | Export capacity charge (p/kVA/day) | Export exceeded capacity charge (p/kVA/day)
479 | 479 | 1170000982207 | Lyon Road Gas Gen
480 | 480 | 1170001003928 | Asher Lane 33kV STOR
481 | 481 | 1170001052181 | Spondon Peaking STOR
483 | 483 | 1170001154343 | Churchover solar farm new
484 | 484 | 1170001200887 | Hall Farm Site PV 2

## Annex 3 Preserved charges
Back to Overview
Indigo Power Limited_B - Effective from 1 April 2025 - Final LV and HV tariffs
Supercustomer preserved charges/additional LLFCs
| Closed LLFCs | PCs | Red/black unit charge p/kWh | Amber/yellow unit charge p/kWh | Green unit charge p/kWh | Fixed charge p/MPAN/day
Notes: | [Add DNO specific notes relevant to charges]
Site Specific preserved charges/additional LLFCs
| Closed LLFCs | PCs | Red/black unit charge p/kWh | Amber/yellow unit charge p/kWh | Green unit charge p/kWh | Fixed charge p/MPAN/day | Capacity charge p/kVA/day | Exceeded capacity charge p/kVA/day | Reactive power charge p/kVArh
0
Notes: | Time periods
[Add DNO specific notes relevant to charges]
Unit charges in the red time band apply – between [xx:xx] and [xx:xx], Monday to Friday including bank holidays.
Unit charges in the amber time band apply – between [xx:xx] and [xx:xx], Monday to Friday including bank holidays.
Unit charges in the green time band apply – between [xx:xx] and [xx:xx], Monday to Friday including bank holidays, and [xx:xx] and [xx:xx] Saturday and Sunday.
All times are UK clock-time.
[Add DNO specific notes]

## Annex 4 LDNO charges
Back to Overview | Copy from CDCM table 3701 "Tariffs!A42:I84" and paste values into A14 |  |  |  | Copy from EDCM table 6005 "LDNORev!B549:G683" and paste values into D57
Indigo Power Limited_B - Effective from 1 April 2025 - Final LDNO tariffs
Time Bands for LV and HV Designated Properties |  |  |  |  | Time Bands for Unmetered Properties
Time periods | Red Time Band | Amber Time Band | Green Time Band |  |  |  | Black Time Band | Yellow Time Band | Green Time Band
Monday to Friday | 16:00 to 19:00 | 07:30 to 16:00 19:00 to 21:00 | 00:00 to 07:30 21:00 to 24:00 |  | Monday to Friday Nov to Feb |  | 16:00 to 19:00 | 07:30 to 16:00 19:00 to 21:00 | 00:00 to 07:30 21:00 to 24:00
Weekends |  |  | 00:00 to 24:00 |  | Monday to Friday Mar to Oct |  |  | 07:30 to 21:00 | 00:00 to 07:30 21:00 to 24:00
Notes | All the above times are in UK Clock time |  |  |  | Weekends |  |  |  | 00:00 to 24:00
[5 empty] | Notes |  | All the above times are in UK Clock time
Tariff name | Unique billing identifier | PCs | Red/black unit charge p/kWh | Amber/yellow unit charge p/kWh | Green unit charge p/kWh | Fixed charge p/MPAN/day | Capacity charge p/kVA/day | Exceeded capacity charge p/kVA/day | Reactive power charge p/kVArh
LDNO LV: Domestic Aggregated with Residual | B0A, B0C | 0, 1, 2 | 7.101 | 1.343 | 0.098 | 5.94
LDNO LV: Domestic Aggregated (Related MPAN) | B0B, B0D | 2 | 7.101 | 1.343 | 0.098
LDNO LV: Non-Domestic Aggregated No Residual | B0E | 0, 3, 4, 5-8 | 7.271 | 1.375 | 0.101 | 8.03
LDNO LV: Non-Domestic Aggregated Band 1 | B1A | 0, 3, 4, 5-8 | 7.271 | 1.375 | 0.101 | 9.82
LDNO LV: Non-Domestic Aggregated Band 2 | B1B | 0, 3, 4, 5-8 | 7.271 | 1.375 | 0.101 | 10.99
LDNO LV: Non-Domestic Aggregated Band 3 | B1C | 0, 3, 4, 5-8 | 7.271 | 1.375 | 0.101 | 14.37
LDNO LV: Non-Domestic Aggregated Band 4 | B1D | 0, 3, 4, 5-8 | 7.271 | 1.375 | 0.101 | 25.52
LDNO LV: Non-Domestic Aggregated (related MPAN) | B0L | 4 | 7.271 | 1.375 | 0.101
LDNO LV: LV Site Specific No Residual | B0F | 0 | 4.577 | 0.839 | 0.06 | 9.81 | 5.34 | 5.34 | 0.127
LDNO LV: LV Site Specific Band 1 | B2A | 0 | 4.577 | 0.839 | 0.06 | 42.3 | 5.34 | 5.34 | 0.127
LDNO LV: LV Site Specific Band 2 | B2B | 0 | 4.577 | 0.839 | 0.06 | 63.83 | 5.34 | 5.34 | 0.127
LDNO LV: LV Site Specific Band 3 | B2C | 0 | 4.577 | 0.839 | 0.06 | 95.15 | 5.34 | 5.34 | 0.127
LDNO LV: LV Site Specific Band 4 | B2D | 0 | 4.577 | 0.839 | 0.06 | 187.33 | 5.34 | 5.34 | 0.127
LDNO LV: Unmetered Supplies | B0U, B0V | 0, 1 or 8 | 17.648 | 2.446 | 0.933
LDNO LV: LV Generation Aggregated | BM1, BM2 | 0 | -6.744 | -1.276 | -0.094 | 0
LDNO LV: LV Generation Site Specific | BM3 | 0 | -6.744 | -1.276 | -0.094 | 0 |  |  | 0.216
LDNO HV: Domestic Aggregated with Residual | B3A, B3C | 0, 1, 2 | 5.668 | 1.072 | 0.079 | 4.74
LDNO HV: Domestic Aggregated (Related MPAN) | B3B, B3D | 2 | 5.668 | 1.072 | 0.079
LDNO HV: Non-Domestic Aggregated No Residual | B3E | 0, 3, 4, 5-8 | 5.803 | 1.098 | 0.08 | 6.41
LDNO HV: Non-Domestic Aggregated Band 1 | B4A | 0, 3, 4, 5-8 | 5.803 | 1.098 | 0.08 | 7.83
LDNO HV: Non-Domestic Aggregated Band 2 | B4B | 0, 3, 4, 5-8 | 5.803 | 1.098 | 0.08 | 8.77
LDNO HV: Non-Domestic Aggregated Band 3 | B4C | 0, 3, 4, 5-8 | 5.803 | 1.098 | 0.08 | 11.46
LDNO HV: Non-Domestic Aggregated Band 4 | B4D | 0, 3, 4, 5-8 | 5.803 | 1.098 | 0.08 | 20.37
LDNO HV: Non-Domestic Aggregated (related MPAN) | B3L | 4 | 5.803 | 1.098 | 0.08
LDNO HV: LV Site Specific No Residual | B3F | 0 | 3.653 | 0.67 | 0.048 | 7.83 | 4.26 | 4.26 | 0.102
LDNO HV: LV Site Specific Band 1 | B5A | 0 | 3.653 | 0.67 | 0.048 | 33.75 | 4.26 | 4.26 | 0.102
LDNO HV: LV Site Specific Band 2 | B5B | 0 | 3.653 | 0.67 | 0.048 | 50.94 | 4.26 | 4.26 | 0.102
LDNO HV: LV Site Specific Band 3 | B5C | 0 | 3.653 | 0.67 | 0.048 | 75.94 | 4.26 | 4.26 | 0.102
LDNO HV: LV Site Specific Band 4 | B5D | 0 | 3.653 | 0.67 | 0.048 | 149.51 | 4.26 | 4.26 | 0.102
LDNO HV: LV Sub Site Specific No Residual | B5W | 0 | 3.444 | 0.585 | 0.039 | 9.03 | 6.15 | 6.15 | 0.094
LDNO HV: LV Sub Site Specific Band 1 | B5E | 0 | 3.444 | 0.585 | 0.039 | 47.34 | 6.15 | 6.15 | 0.094
LDNO HV: LV Sub Site Specific Band 2 | B5F | 0 | 3.444 | 0.585 | 0.039 | 72.73 | 6.15 | 6.15 | 0.094
LDNO HV: LV Sub Site Specific Band 3 | B5G | 0 | 3.444 | 0.585 | 0.039 | 109.67 | 6.15 | 6.15 | 0.094
LDNO HV: LV Sub Site Specific Band 4 | B5H | 0 | 3.444 | 0.585 | 0.039 | 218.38 | 6.15 | 6.15 | 0.094
LDNO HV: HV Site Specific No Residual | B3G | 0 | 2.249 | 0.342 | 0.02 | 94.84 | 8.1 | 8.1 | 0.054
LDNO HV: HV Site Specific Band 1 | B5J | 0 | 2.249 | 0.342 | 0.02 | 315.14 | 8.1 | 8.1 | 0.054
LDNO HV: HV Site Specific Band 2 | B5K | 0 | 2.249 | 0.342 | 0.02 | 733.81 | 8.1 | 8.1 | 0.054
LDNO HV: HV Site Specific Band 3 | B5L | 0 | 2.249 | 0.342 | 0.02 | 1502.66 | 8.1 | 8.1 | 0.054
LDNO HV: HV Site Specific Band 4 | B5M | 0 | 2.249 | 0.342 | 0.02 | 3849.63 | 8.1 | 8.1 | 0.054
LDNO HV: Unmetered Supplies | B3U,B3V | 0, 1 or 8 | 14.086 | 1.952 | 0.744
LDNO HV: LV Generation Aggregated | BR1, BR2 | 0 | -6.744 | -1.276 | -0.094 | 0
LDNO HV: LV Sub Generation Aggregated | BR6, BR7 | 0 | -5.591 | -1.037 | -0.075 | 0
LDNO HV: LV Generation Site Specific | BR3 | 0 | -6.744 | -1.276 | -0.094 | 0 |  |  | 0.216
LDNO HV: LV Sub Generation Site Specific |  | 0 | -5.591 | -1.037 | -0.075 | 0 |  |  | 0.16
LDNO HV: HV Generation Site Specific | BR4 | 0 | -3.414 | -0.58 | -0.039 | 0 |  |  | 0.133
LDNO HVplus: Domestic Aggregated with Residual |  | 0, 1, 2 | 4.339 | 0.821 | 0.06 | 3.62
LDNO HVplus: Domestic Aggregated (Related MPAN) |  | 2 | 4.339 | 0.821 | 0.06
LDNO HVplus: Non-Domestic Aggregated No Residual |  | 0, 3, 4, 5-8 | 4.443 | 0.84 | 0.062 | 4.9
LDNO HVplus: Non-Domestic Aggregated Band 1 |  | 0, 3, 4, 5-8 | 4.443 | 0.84 | 0.062 | 5.99
LDNO HVplus: Non-Domestic Aggregated Band 2 |  | 0, 3, 4, 5-8 | 4.443 | 0.84 | 0.062 | 6.71
LDNO HVplus: Non-Domestic Aggregated Band 3 |  | 0, 3, 4, 5-8 | 4.443 | 0.84 | 0.062 | 8.77
LDNO HVplus: Non-Domestic Aggregated Band 4 |  | 0, 3, 4, 5-8 | 4.443 | 0.84 | 0.062 | 15.59
LDNO HVplus: Non-Domestic Aggregated (related MPAN) |  | 4 | 4.443 | 0.84 | 0.062
LDNO HVplus: LV Site Specific No Residual |  | 0 | 2.797 | 0.513 | 0.037 | 5.99 | 3.26 | 3.26 | 0.078
LDNO HVplus: LV Site Specific Band 1 |  | 0 | 2.797 | 0.513 | 0.037 | 25.83 | 3.26 | 3.26 | 0.078
LDNO HVplus: LV Site Specific Band 2 |  | 0 | 2.797 | 0.513 | 0.037 | 38.99 | 3.26 | 3.26 | 0.078
LDNO HVplus: LV Site Specific Band 3 |  | 0 | 2.797 | 0.513 | 0.037 | 58.13 | 3.26 | 3.26 | 0.078
LDNO HVplus: LV Site Specific Band 4 |  | 0 | 2.797 | 0.513 | 0.037 | 114.45 | 3.26 | 3.26 | 0.078
LDNO HVplus: LV Sub Site Specific No Residual |  | 0 | 2.593 | 0.44 | 0.029 | 6.79 | 4.63 | 4.63 | 0.071
LDNO HVplus: LV Sub Site Specific Band 1 |  | 0 | 2.593 | 0.44 | 0.029 | 35.63 | 4.63 | 4.63 | 0.071
LDNO HVplus: LV Sub Site Specific Band 2 |  | 0 | 2.593 | 0.44 | 0.029 | 54.74 | 4.63 | 4.63 | 0.071
LDNO HVplus: LV Sub Site Specific Band 3 |  | 0 | 2.593 | 0.44 | 0.029 | 82.55 | 4.63 | 4.63 | 0.071
LDNO HVplus: LV Sub Site Specific Band 4 |  | 0 | 2.593 | 0.44 | 0.029 | 164.37 | 4.63 | 4.63 | 0.071
LDNO HVplus: HV Site Specific No Residual |  | 0 | 1.679 | 0.255 | 0.015 | 70.79 | 6.05 | 6.05 | 0.04
LDNO HVplus: HV Site Specific Band 1 |  | 0 | 1.679 | 0.255 | 0.015 | 235.25 | 6.05 | 6.05 | 0.04
LDNO HVplus: HV Site Specific Band 2 |  | 0 | 1.679 | 0.255 | 0.015 | 547.79 | 6.05 | 6.05 | 0.04
LDNO HVplus: HV Site Specific Band 3 |  | 0 | 1.679 | 0.255 | 0.015 | 1121.74 | 6.05 | 6.05 | 0.04
LDNO HVplus: HV Site Specific Band 4 |  | 0 | 1.679 | 0.255 | 0.015 | 2873.78 | 6.05 | 6.05 | 0.04
LDNO HVplus: Unmetered Supplies |  | 0, 1 or 8 | 10.784 | 1.495 | 0.57
LDNO HVplus: LV Generation Aggregated |  | 0 | -4.139 | -0.783 | -0.057 | 0
LDNO HVplus: LV Sub Generation Aggregated |  | 0 | -3.86 | -0.716 | -0.052 | 0
LDNO HVplus: LV Generation Site Specific |  | 0 | -4.139 | -0.783 | -0.057 | 0 |  |  | 0.132
LDNO HVplus: LV Sub Generation Site Specific |  | 0 | -3.86 | -0.716 | -0.052 | 0 |  |  | 0.111
LDNO HVplus: HV Generation Site Specific |  | 0 | -3.414 | -0.58 | -0.039 | 64.19 |  |  | 0.133
LDNO EHV: Domestic Aggregated with Residual | B6A, B6C | 0, 1, 2 | 3.766 | 0.712 | 0.052 | 3.14
LDNO EHV: Domestic Aggregated (Related MPAN) | B6B, B6D | 2 | 3.766 | 0.712 | 0.052
LDNO EHV: Non-Domestic Aggregated No Residual | B6E | 0, 3, 4, 5-8 | 3.856 | 0.729 | 0.053 | 4.25
LDNO EHV: Non-Domestic Aggregated Band 1 | B7A | 0, 3, 4, 5-8 | 3.856 | 0.729 | 0.053 | 5.19
LDNO EHV: Non-Domestic Aggregated Band 2 | B7B | 0, 3, 4, 5-8 | 3.856 | 0.729 | 0.053 | 5.82
LDNO EHV: Non-Domestic Aggregated Band 3 | B7C | 0, 3, 4, 5-8 | 3.856 | 0.729 | 0.053 | 7.61
LDNO EHV: Non-Domestic Aggregated Band 4 | B7D | 0, 3, 4, 5-8 | 3.856 | 0.729 | 0.053 | 13.52
LDNO EHV: Non-Domestic Aggregated (related MPAN) | B6L | 4 | 3.856 | 0.729 | 0.053
LDNO EHV: LV Site Specific No Residual | B6F | 0 | 2.427 | 0.445 | 0.032 | 5.19 | 2.83 | 2.83 | 0.067
LDNO EHV: LV Site Specific Band 1 | B8A | 0 | 2.427 | 0.445 | 0.032 | 22.42 | 2.83 | 2.83 | 0.067
LDNO EHV: LV Site Specific Band 2 | B8B | 0 | 2.427 | 0.445 | 0.032 | 33.84 | 2.83 | 2.83 | 0.067
LDNO EHV: LV Site Specific Band 3 | B8C | 0 | 2.427 | 0.445 | 0.032 | 50.45 | 2.83 | 2.83 | 0.067
LDNO EHV: LV Site Specific Band 4 | B8D | 0 | 2.427 | 0.445 | 0.032 | 99.33 | 2.83 | 2.83 | 0.067
LDNO EHV: LV Sub Site Specific No Residual | B8W | 0 | 2.25 | 0.382 | 0.025 | 5.89 | 4.02 | 4.02 | 0.062
LDNO EHV: LV Sub Site Specific Band 1 | B8E | 0 | 2.25 | 0.382 | 0.025 | 30.92 | 4.02 | 4.02 | 0.062
LDNO EHV: LV Sub Site Specific Band 2 | B8F | 0 | 2.25 | 0.382 | 0.025 | 47.51 | 4.02 | 4.02 | 0.062
LDNO EHV: LV Sub Site Specific Band 3 | B8G | 0 | 2.25 | 0.382 | 0.025 | 71.64 | 4.02 | 4.02 | 0.062
LDNO EHV: LV Sub Site Specific Band 4 | B8H | 0 | 2.25 | 0.382 | 0.025 | 142.66 | 4.02 | 4.02 | 0.062
LDNO EHV: HV Site Specific No Residual | B6G | 0 | 1.457 | 0.221 | 0.013 | 61.44 | 5.25 | 5.25 | 0.035
LDNO EHV: HV Site Specific Band 1 | B8J | 0 | 1.457 | 0.221 | 0.013 | 204.17 | 5.25 | 5.25 | 0.035
LDNO EHV: HV Site Specific Band 2 | B8K | 0 | 1.457 | 0.221 | 0.013 | 475.43 | 5.25 | 5.25 | 0.035
LDNO EHV: HV Site Specific Band 3 | B8L | 0 | 1.457 | 0.221 | 0.013 | 973.58 | 5.25 | 5.25 | 0.035
LDNO EHV: HV Site Specific Band 4 | B8M | 0 | 1.457 | 0.221 | 0.013 | 2494.19 | 5.25 | 5.25 | 0.035
LDNO EHV: Unmetered Supplies | B6U, B6V | 0, 1 or 8 | 9.359 | 1.297 | 0.495
LDNO EHV: LV Generation Aggregated | BV1, BV2 | 0 | -3.592 | -0.679 | -0.05 | 0
LDNO EHV: LV Sub Generation Aggregated | BV6, BV7 | 0 | -3.351 | -0.621 | -0.045 | 0
LDNO EHV: LV Generation Site Specific | BV3 | 0 | -3.592 | -0.679 | -0.05 | 0 |  |  | 0.115
LDNO EHV: LV Sub Generation Site Specific |  | 0 | -3.351 | -0.621 | -0.045 | 0 |  |  | 0.096
LDNO EHV: HV Generation Site Specific | BV4 | 0 | -2.963 | -0.503 | -0.034 | 55.71 |  |  | 0.116
LDNO 132kV/EHV: Domestic Aggregated with Residual |  | 0, 1, 2 | 3.517 | 0.665 | 0.049 | 2.93
LDNO 132kV/EHV: Domestic Aggregated (Related MPAN) |  | 2 | 3.517 | 0.665 | 0.049
LDNO 132kV/EHV: Non-Domestic Aggregated No Residual |  | 0, 3, 4, 5-8 | 3.601 | 0.681 | 0.05 | 3.97
LDNO 132kV/EHV: Non-Domestic Aggregated Band 1 |  | 0, 3, 4, 5-8 | 3.601 | 0.681 | 0.05 | 4.85
LDNO 132kV/EHV: Non-Domestic Aggregated Band 2 |  | 0, 3, 4, 5-8 | 3.601 | 0.681 | 0.05 | 5.43
LDNO 132kV/EHV: Non-Domestic Aggregated Band 3 |  | 0, 3, 4, 5-8 | 3.601 | 0.681 | 0.05 | 7.1
LDNO 132kV/EHV: Non-Domestic Aggregated Band 4 |  | 0, 3, 4, 5-8 | 3.601 | 0.681 | 0.05 | 12.63
LDNO 132kV/EHV: Non-Domestic Aggregated (related MPAN) |  | 4 | 3.601 | 0.681 | 0.05
LDNO 132kV/EHV: LV Site Specific No Residual |  | 0 | 2.267 | 0.416 | 0.03 | 4.85 | 2.64 | 2.64 | 0.063
LDNO 132kV/EHV: LV Site Specific Band 1 |  | 0 | 2.267 | 0.416 | 0.03 | 20.94 | 2.64 | 2.64 | 0.063
LDNO 132kV/EHV: LV Site Specific Band 2 |  | 0 | 2.267 | 0.416 | 0.03 | 31.6 | 2.64 | 2.64 | 0.063
LDNO 132kV/EHV: LV Site Specific Band 3 |  | 0 | 2.267 | 0.416 | 0.03 | 47.11 | 2.64 | 2.64 | 0.063
LDNO 132kV/EHV: LV Site Specific Band 4 |  | 0 | 2.267 | 0.416 | 0.03 | 92.77 | 2.64 | 2.64 | 0.063
LDNO 132kV/EHV: LV Sub Site Specific No Residual |  | 0 | 2.101 | 0.357 | 0.024 | 5.5 | 3.75 | 3.75 | 0.058
LDNO 132kV/EHV: LV Sub Site Specific Band 1 |  | 0 | 2.101 | 0.357 | 0.024 | 28.87 | 3.75 | 3.75 | 0.058
LDNO 132kV/EHV: LV Sub Site Specific Band 2 |  | 0 | 2.101 | 0.357 | 0.024 | 44.37 | 3.75 | 3.75 | 0.058
LDNO 132kV/EHV: LV Sub Site Specific Band 3 |  | 0 | 2.101 | 0.357 | 0.024 | 66.9 | 3.75 | 3.75 | 0.058
LDNO 132kV/EHV: LV Sub Site Specific Band 4 |  | 0 | 2.101 | 0.357 | 0.024 | 133.23 | 3.75 | 3.75 | 0.058
LDNO 132kV/EHV: HV Site Specific No Residual |  | 0 | 1.361 | 0.207 | 0.012 | 57.38 | 4.9 | 4.9 | 0.033
LDNO 132kV/EHV: HV Site Specific Band 1 |  | 0 | 1.361 | 0.207 | 0.012 | 190.68 | 4.9 | 4.9 | 0.033
LDNO 132kV/EHV: HV Site Specific Band 2 |  | 0 | 1.361 | 0.207 | 0.012 | 444.01 | 4.9 | 4.9 | 0.033
LDNO 132kV/EHV: HV Site Specific Band 3 |  | 0 | 1.361 | 0.207 | 0.012 | 909.23 | 4.9 | 4.9 | 0.033
LDNO 132kV/EHV: HV Site Specific Band 4 |  | 0 | 1.361 | 0.207 | 0.012 | 2329.36 | 4.9 | 4.9 | 0.033
LDNO 132kV/EHV: Unmetered Supplies |  | 0, 1 or 8 | 8.741 | 1.211 | 0.462
LDNO 132kV/EHV: LV Generation Aggregated |  | 0 | -3.355 | -0.635 | -0.047 | 0
LDNO 132kV/EHV: LV Sub Generation Aggregated |  | 0 | -3.129 | -0.58 | -0.042 | 0
LDNO 132kV/EHV: LV Generation Site Specific |  | 0 | -3.355 | -0.635 | -0.047 | 0 |  |  | 0.107
LDNO 132kV/EHV: LV Sub Generation Site Specific |  | 0 | -3.129 | -0.58 | -0.042 | 0 |  |  | 0.09
LDNO 132kV/EHV: HV Generation Site Specific |  | 0 | -2.768 | -0.47 | -0.031 | 52.03 |  |  | 0.108
LDNO 132kV: Domestic Aggregated with Residual |  | 0, 1, 2 | 2.617 | 0.495 | 0.036 | 2.17
LDNO 132kV: Domestic Aggregated (Related MPAN) |  | 2 | 2.617 | 0.495 | 0.036
LDNO 132kV: Non-Domestic Aggregated No Residual |  | 0, 3, 4, 5-8 | 2.68 | 0.507 | 0.037 | 2.94
LDNO 132kV: Non-Domestic Aggregated Band 1 |  | 0, 3, 4, 5-8 | 2.68 | 0.507 | 0.037 | 3.6
LDNO 132kV: Non-Domestic Aggregated Band 2 |  | 0, 3, 4, 5-8 | 2.68 | 0.507 | 0.037 | 4.04
LDNO 132kV: Non-Domestic Aggregated Band 3 |  | 0, 3, 4, 5-8 | 2.68 | 0.507 | 0.037 | 5.28
LDNO 132kV: Non-Domestic Aggregated Band 4 |  | 0, 3, 4, 5-8 | 2.68 | 0.507 | 0.037 | 9.39
LDNO 132kV: Non-Domestic Aggregated (related MPAN) |  | 4 | 2.68 | 0.507 | 0.037
LDNO 132kV: LV Site Specific No Residual |  | 0 | 1.687 | 0.309 | 0.022 | 3.6 | 1.97 | 1.97 | 0.047
LDNO 132kV: LV Site Specific Band 1 |  | 0 | 1.687 | 0.309 | 0.022 | 15.57 | 1.97 | 1.97 | 0.047
LDNO 132kV: LV Site Specific Band 2 |  | 0 | 1.687 | 0.309 | 0.022 | 23.51 | 1.97 | 1.97 | 0.047
LDNO 132kV: LV Site Specific Band 3 |  | 0 | 1.687 | 0.309 | 0.022 | 35.05 | 1.97 | 1.97 | 0.047
LDNO 132kV: LV Site Specific Band 4 |  | 0 | 1.687 | 0.309 | 0.022 | 69.02 | 1.97 | 1.97 | 0.047
LDNO 132kV: LV Sub Site Specific No Residual |  | 0 | 1.564 | 0.266 | 0.018 | 4.09 | 2.79 | 2.79 | 0.043
LDNO 132kV: LV Sub Site Specific Band 1 |  | 0 | 1.564 | 0.266 | 0.018 | 21.48 | 2.79 | 2.79 | 0.043
LDNO 132kV: LV Sub Site Specific Band 2 |  | 0 | 1.564 | 0.266 | 0.018 | 33.01 | 2.79 | 2.79 | 0.043
LDNO 132kV: LV Sub Site Specific Band 3 |  | 0 | 1.564 | 0.266 | 0.018 | 49.78 | 2.79 | 2.79 | 0.043
LDNO 132kV: LV Sub Site Specific Band 4 |  | 0 | 1.564 | 0.266 | 0.018 | 99.13 | 2.79 | 2.79 | 0.043
LDNO 132kV: HV Site Specific No Residual |  | 0 | 1.012 | 0.154 | 0.009 | 42.69 | 3.65 | 3.65 | 0.024
LDNO 132kV: HV Site Specific Band 1 |  | 0 | 1.012 | 0.154 | 0.009 | 141.88 | 3.65 | 3.65 | 0.024
LDNO 132kV: HV Site Specific Band 2 |  | 0 | 1.012 | 0.154 | 0.009 | 330.38 | 3.65 | 3.65 | 0.024
LDNO 132kV: HV Site Specific Band 3 |  | 0 | 1.012 | 0.154 | 0.009 | 676.55 | 3.65 | 3.65 | 0.024
LDNO 132kV: HV Site Specific Band 4 |  | 0 | 1.012 | 0.154 | 0.009 | 1733.26 | 3.65 | 3.65 | 0.024
LDNO 132kV: Unmetered Supplies |  | 0, 1 or 8 | 6.504 | 0.901 | 0.344
LDNO 132kV: LV Generation Aggregated |  | 0 | -2.496 | -0.472 | -0.035 | 0
LDNO 132kV: LV Sub Generation Aggregated |  | 0 | -2.328 | -0.432 | -0.031 | 0
LDNO 132kV: LV Generation Site Specific |  | 0 | -2.496 | -0.472 | -0.035 | 0 |  |  | 0.08
LDNO 132kV: LV Sub Generation Site Specific |  | 0 | -2.328 | -0.432 | -0.031 | 0 |  |  | 0.067
LDNO 132kV: HV Generation Site Specific |  | 0 | -2.059 | -0.35 | -0.023 | 38.71 |  |  | 0.08
LDNO 0000: Domestic Aggregated with Residual |  | 0, 1, 2 | 0.908 | 0.172 | 0.013 | 0.74
LDNO 0000: Domestic Aggregated (Related MPAN) |  | 2 | 0.908 | 0.172 | 0.013
LDNO 0000: Non-Domestic Aggregated No Residual |  | 0, 3, 4, 5-8 | 0.93 | 0.176 | 0.013 | 1.01
LDNO 0000: Non-Domestic Aggregated Band 1 |  | 0, 3, 4, 5-8 | 0.93 | 0.176 | 0.013 | 1.23
LDNO 0000: Non-Domestic Aggregated Band 2 |  | 0, 3, 4, 5-8 | 0.93 | 0.176 | 0.013 | 1.38
LDNO 0000: Non-Domestic Aggregated Band 3 |  | 0, 3, 4, 5-8 | 0.93 | 0.176 | 0.013 | 1.82
LDNO 0000: Non-Domestic Aggregated Band 4 |  | 0, 3, 4, 5-8 | 0.93 | 0.176 | 0.013 | 3.24
LDNO 0000: Non-Domestic Aggregated (related MPAN) |  | 4 | 0.93 | 0.176 | 0.013
LDNO 0000: LV Site Specific No Residual |  | 0 | 0.585 | 0.107 | 0.008 | 1.23 | 0.68 | 0.68 | 0.016
LDNO 0000: LV Site Specific Band 1 |  | 0 | 0.585 | 0.107 | 0.008 | 5.39 | 0.68 | 0.68 | 0.016
LDNO 0000: LV Site Specific Band 2 |  | 0 | 0.585 | 0.107 | 0.008 | 8.14 | 0.68 | 0.68 | 0.016
LDNO 0000: LV Site Specific Band 3 |  | 0 | 0.585 | 0.107 | 0.008 | 12.14 | 0.68 | 0.68 | 0.016
LDNO 0000: LV Site Specific Band 4 |  | 0 | 0.585 | 0.107 | 0.008 | 23.93 | 0.68 | 0.68 | 0.016
LDNO 0000: LV Sub Site Specific No Residual |  | 0 | 0.542 | 0.092 | 0.006 | 1.4 | 0.97 | 0.97 | 0.015
LDNO 0000: LV Sub Site Specific Band 1 |  | 0 | 0.542 | 0.092 | 0.006 | 7.44 | 0.97 | 0.97 | 0.015
LDNO 0000: LV Sub Site Specific Band 2 |  | 0 | 0.542 | 0.092 | 0.006 | 11.43 | 0.97 | 0.97 | 0.015
LDNO 0000: LV Sub Site Specific Band 3 |  | 0 | 0.542 | 0.092 | 0.006 | 17.25 | 0.97 | 0.97 | 0.015
LDNO 0000: LV Sub Site Specific Band 4 |  | 0 | 0.542 | 0.092 | 0.006 | 34.37 | 0.97 | 0.97 | 0.015
LDNO 0000: HV Site Specific No Residual |  | 0 | 0.351 | 0.053 | 0.003 | 14.79 | 1.27 | 1.27 | 0.008
LDNO 0000: HV Site Specific Band 1 |  | 0 | 0.351 | 0.053 | 0.003 | 49.2 | 1.27 | 1.27 | 0.008
LDNO 0000: HV Site Specific Band 2 |  | 0 | 0.351 | 0.053 | 0.003 | 114.6 | 1.27 | 1.27 | 0.008
LDNO 0000: HV Site Specific Band 3 |  | 0 | 0.351 | 0.053 | 0.003 | 234.69 | 1.27 | 1.27 | 0.008
LDNO 0000: HV Site Specific Band 4 |  | 0 | 0.351 | 0.053 | 0.003 | 601.29 | 1.27 | 1.27 | 0.008
LDNO 0000: Unmetered Supplies |  | 0, 1 or 8 | 2.256 | 0.313 | 0.119
LDNO 0000: LV Generation Aggregated |  | 0 | -0.866 | -0.164 | -0.012 | 0
LDNO 0000: LV Sub Generation Aggregated |  | 0 | -0.808 | -0.15 | -0.011 | 0
LDNO 0000: LV Generation Site Specific |  | 0 | -0.866 | -0.164 | -0.012 | 0 |  |  | 0.028
LDNO 0000: LV Sub Generation Site Specific |  | 0 | -0.808 | -0.15 | -0.011 | 0 |  |  | 0.023
LDNO 0000: HV Generation Site Specific |  | 0 | -0.714 | -0.121 | -0.008 | 13.43 |  |  | 0.028

## Annex 5 LLFs
Back to Overview
This table has intentionally been left blank. The line loss factors that are approved by the BSC Panel for the applicable year and consequently published on the Elexon website will take precedence and be used in Settlement. This annex will be re-published once these values are available.
Indigo Power Limited_B - Illustrative LLFs for year beginning 1 April 2025
Time periods | Period 1 | Period 2 | Period 3 | Period 4
| Peak | Winter | Night | Other
Monday to Friday Mar to Oct |  |  | 00:30 – 07:30 | 07:30 – 00:30
Monday to Friday Nov to Feb | 16:00 – 19:00 | 07:30 – 16:00 19:00 – 20:00 | 00:30 – 07:30 | 20:00 – 00:30
Saturday and Sunday All Year |  |  | 00:30 – 07:30 | 07:30 – 00:30
Notes | All the above times are in UK Clock time
Generic demand and generation LLFs
Metered voltage, respective periods and associated LLFCs
Metered voltage | Period 1 | Period 2 | Period 3 | Period 4 | Associated LLFC
132kV connected | Blank in EMEB | Blank in EMEB | Blank in EMEB | Blank in EMEB
132/EHV connected | Blank in EMEB | Blank in EMEB | Blank in EMEB | Blank in EMEB
132/HV connected | Blank in EMEB | Blank in EMEB | Blank in EMEB | Blank in EMEB
EHV connected | Blank in EMEB | Blank in EMEB | Blank in EMEB | Blank in EMEB
High Voltage Substation | Blank in EMEB | Blank in EMEB | Blank in EMEB | Blank in EMEB
High Voltage Network | Blank in EMEB | Blank in EMEB | Blank in EMEB | Blank in EMEB | B3G,B5J,B5K,B5L,B5M,BR4,B6G,B8J,B8K,B8L,B8M,BV4
Low Voltage Substation | Blank in EMEB | Blank in EMEB | Blank in EMEB | Blank in EMEB | B5W,B5E,B5F,B5G,B5H,BR6, BR7,B8W,B8E,B8F,B8G,B8H,BV6, BV7
Low Voltage Network | Blank in EMEB | Blank in EMEB | Blank in EMEB | Blank in EMEB | B0A, B0C,B0B, B0D,B0E,B1A,B1B,B1C,B1D,B0L,B0F,B2A,B2B,B2C,B2D,B0U, B0V,BM1, BM2,BM3,B3A, B3C,B3B, B3D,B3E,B4A,B4B,B4C,B4D,B3L,B3F,B5A,B5B,B5C,B5D,B3U,B3V,BR1, BR2,BR3,B6A, B6C,B6B, B6D,B6E,B7A,B7B,B7C,B7D,B6L,B6F,B8A,B8B,B8C,B8D,B6U, B6V,BV1, BV2,BV3
EHV site specific LLFs
Demand
Site | Period 1 | Period 2 | Period 3 | Period 4 | Associated LLFC
Site 1
Site 2
Site 3
Site 4
Site 5
EHV site specific LLFs
Generation
Site | Period 1 | Period 2 | Period 3 | Period 4 | Associated LLFC
Site 1
Site 2
Site 3
Site 4
Site 5

## Annex 6 New or Amended EHV
Back to Overview | [6 empty] | Note: The list of MPANs/MSIDs provided may be incomplete; the DNO reserves the right to apply the listed charges to any other MPANs/MSIDs associated with the site. If sites appear in both Annex 2 and Annex 6, the charges in Annex 6 take precedence. Where an existing Designated EHV Property is modified and energised in the charging year, we may revise the EDCM charges for the modified Designated EHV Property.
Annex 6 - Charges for New or Amended Designated EHV Properties
Indigo Power Limited_B - Effective from 1 April 2025 - Final new designated EHV charges
Effective from date | Import Unique Identifier | LLFC | Import MPANs/MSIDs | Export Unique Identifier | LLFC | Export MPANs/MSIDs | Name | Residual Charging Band | Import Super Red unit charge (p/kWh) | Import fixed charge (p/day) | Import capacity charge (p/kVA/day) | Import exceeded capacity charge (p/kVA/day) | Export Super Red unit charge (p/kWh) | Export fixed charge (p/day) | Export capacity charge (p/kVA/day) | Export exceeded capacity charge (p/kVA/day)
| EDCM import 1 |  |  | EDCM export 1
| EDCM import 2 |  |  | EDCM export 2
| EDCM import 3 |  |  | EDCM export 3
| EDCM import 4 |  |  | EDCM export 4
| EDCM import 5 |  |  | EDCM export 5
| EDCM import 6 |  |  | EDCM export 6
| EDCM import 7 |  |  | EDCM export 7
| EDCM import 8 |  |  | EDCM export 8
| EDCM import 9 |  |  | EDCM export 9
| EDCM import 10 |  |  | EDCM export 10
Indigo Power Limited_B - Effective from 1 April 2025 - Final new designated EHV line loss factors
Effective from date | Import Unique Identifier | LLFC | Import MPANs/MSIDs | Export Unique Identifier | LLFC | Export MPANs/MSIDs | Name | Residual Charging Band | Import LLF period 1 | Import LLF period 2 | Import LLF period 3 | Import LLF period 4 | Export LLF period 1 | Export LLF period 2 | Export LLF period 3 | Export LLF period 4
| EDCM Import 1 |  |  | EDCM Export 1
| EDCM Import 2 |  |  | EDCM Export 2
| EDCM Import 3 |  |  | EDCM Export 3
| EDCM Import 4 |  |  | EDCM Export 4
| EDCM Import 5 |  |  | EDCM Export 5
| EDCM Import 6 |  |  | EDCM Export 6
| EDCM Import 7 |  |  | EDCM Export 7
| EDCM Import 8 |  |  | EDCM Export 8
| EDCM Import 9 |  |  | EDCM Export 9
| EDCM Import 10 |  |  | EDCM Export 10

## Annex 7 Pass-Through Costs
Back to Overview
Indigo Power Limited_B - Effective from 1 April 2025 - Final Supplier of Last Resort and Eligible Bad Debt Pass-Through Costs
Tariff name | Open LLFCs / LDNO unique billing identifier | PCs | Supplier of Last Resort Fixed charge adder* p/MPAN/day | Excess Supplier of Last Resort Fixed charge adder** p/MPAN/day | Eligible Bad Debt Fixed charge adder*** p/MPAN/day
Domestic Aggregated with Residual | B0A, B0C,B3A, B3C,B6A, B6C | 0, 1, 2 | 0.18628 | 0 | 0.46562
Domestic Aggregated (Related MPAN) | B0B, B0D,B3B, B3D,B6B, B6D | 2 | 0 | 0 | 0
Non-Domestic Aggregated No Residual | B0E,B3E,B6E | 0, 3, 4, 5-8 |  |  | 0.46562
Non-Domestic Aggregated Band 1 | B1A,B4A,B7A | 0, 3, 4, 5-8 |  |  | 0.46562
Non-Domestic Aggregated Band 2 | B1B,B4B,B7B | 0, 3, 4, 5-8 |  |  | 0.46562
Non-Domestic Aggregated Band 3 | B1C,B4C,B7C | 0, 3, 4, 5-8 |  |  | 0.46562
Non-Domestic Aggregated Band 4 | B1D,B4D,B7D | 0, 3, 4, 5-8 |  |  | 0.46562
Non-Domestic Aggregated (related MPAN) | B0L,B3L,B6L | 4 |  |  | 0
LV Site Specific No Residual | B0F,B3F,B6F | 0 |  |  | 0.46562
LV Site Specific Band 1 | B2A,B5A,B8A | 0 |  |  | 0.46562
LV Site Specific Band 2 | B2B,B5B,B8B | 0 |  |  | 0.46562
LV Site Specific Band 3 | B2C,B5C,B8C | 0 |  |  | 0.46562
LV Site Specific Band 4 | B2D,B5D,B8D | 0 |  |  | 0.46562
LV Sub Site Specific No Residual | B5W,B8W | 0 |  |  | 0.46562
LV Sub Site Specific Band 1 | B5E,B8E | 0 |  |  | 0.46562
LV Sub Site Specific Band 2 | B5F,B8F | 0 |  |  | 0.46562
LV Sub Site Specific Band 3 | B5G,B8G | 0 |  |  | 0.46562
LV Sub Site Specific Band 4 | B5H,B8H | 0 |  |  | 0.46562
HV Site Specific No Residual | B3G,B6G | 0 |  |  | 0.46562
HV Site Specific Band 1 | B5J,B8J | 0 |  |  | 0.46562
HV Site Specific Band 2 | B5K,B8K | 0 |  |  | 0.46562
HV Site Specific Band 3 | B5L,B8L | 0 |  |  | 0.46562
HV Site Specific Band 4 | B5M,B8M | 0 |  |  | 0.46562
Unmetered Supplies | B0U, B0V,B3U,B3V,B6U, B6V | 0, 1 or 8 |  |  | 0
LV Generation Aggregated | BM1, BM2,BR1, BR2,BV1, BV2 | 0 |  |  | 0
LV Sub Generation Aggregated | BR6, BR7, BV6, BV7 | 0 |  |  | 0
LV Generation Site Specific | BM3,BR3,BV3 | 0 |  |  | 0
LV Generation Site Specific no RP charge |  | 0 |  |  | 0
LV Sub Generation Site Specific |  | 0 |  |  | 0
LV Sub Generation Site Specific no RP charge | 0 | 0 |  |  | 0
HV Generation Site Specific | BR4,BV4 | 0 |  |  | 0
HV Generation Site Specific no RP charge |  | 0 |  |  | 0
LDNO LV: Domestic Aggregated with Residual | B0A, B0C | 0, 1, 2 | 0.18628 | 0 | 0.46562
LDNO LV: Domestic Aggregated (Related MPAN) | B0B, B0D | 2 | 0 | 0 | 0
LDNO LV: Non-Domestic Aggregated No Residual | B0E | 0, 3, 4, 5-8 |  |  | 0.46562
LDNO LV: Non-Domestic Aggregated Band 1 | B1A | 0, 3, 4, 5-8 |  |  | 0.46562
LDNO LV: Non-Domestic Aggregated Band 2 | B1B | 0, 3, 4, 5-8 |  |  | 0.46562
LDNO LV: Non-Domestic Aggregated Band 3 | B1C | 0, 3, 4, 5-8 |  |  | 0.46562
LDNO LV: Non-Domestic Aggregated Band 4 | B1D | 0, 3, 4, 5-8 |  |  | 0.46562
LDNO LV: Non-Domestic Aggregated (related MPAN) | B0L | 4 |  |  | 0
LDNO LV: LV Site Specific No Residual | B0F | 0 |  |  | 0.46562
LDNO LV: LV Site Specific Band 1 | B2A | 0 |  |  | 0.46562
LDNO LV: LV Site Specific Band 2 | B2B | 0 |  |  | 0.46562
LDNO LV: LV Site Specific Band 3 | B2C | 0 |  |  | 0.46562
LDNO LV: LV Site Specific Band 4 | B2D | 0 |  |  | 0.46562
LDNO LV: Unmetered Supplies | B0U, B0V | 0, 1 or 8 |  |  | 0
LDNO LV: LV Generation Aggregated | BM1, BM2 | 0 |  |  | 0
LDNO LV: LV Generation Site Specific | BM3 | 0 |  |  | 0
LDNO HV: Domestic Aggregated with Residual | B3A, B3C | 0, 1, 2 | 0.18628 | 0 | 0.46562
LDNO HV: Domestic Aggregated (Related MPAN) | B3B, B3D | 2 | 0 | 0 | 0
LDNO HV: Non-Domestic Aggregated No Residual | B3E | 0, 3, 4, 5-8 |  |  | 0.46562
LDNO HV: Non-Domestic Aggregated Band 1 | B4A | 0, 3, 4, 5-8 |  |  | 0.46562
LDNO HV: Non-Domestic Aggregated Band 2 | B4B | 0, 3, 4, 5-8 |  |  | 0.46562
LDNO HV: Non-Domestic Aggregated Band 3 | B4C | 0, 3, 4, 5-8 |  |  | 0.46562
LDNO HV: Non-Domestic Aggregated Band 4 | B4D | 0, 3, 4, 5-8 |  |  | 0.46562
LDNO HV: Non-Domestic Aggregated (related MPAN) | B3L | 4 |  |  | 0
LDNO HV: LV Site Specific No Residual | B3F | 0 |  |  | 0.46562
LDNO HV: LV Site Specific Band 1 | B5A | 0 |  |  | 0.46562
LDNO HV: LV Site Specific Band 2 | B5B | 0 |  |  | 0.46562
LDNO HV: LV Site Specific Band 3 | B5C | 0 |  |  | 0.46562
LDNO HV: LV Site Specific Band 4 | B5D | 0 |  |  | 0.46562
LDNO HV: LV Sub Site Specific No Residual | B5W | 0 |  |  | 0.46562
LDNO HV: LV Sub Site Specific Band 1 | B5E | 0 |  |  | 0.46562
LDNO HV: LV Sub Site Specific Band 2 | B5F | 0 |  |  | 0.46562
LDNO HV: LV Sub Site Specific Band 3 | B5G | 0 |  |  | 0.46562
LDNO HV: LV Sub Site Specific Band 4 | B5H | 0 |  |  | 0.46562
LDNO HV: HV Site Specific No Residual | B3G | 0 |  |  | 0.46562
LDNO HV: HV Site Specific Band 1 | B5J | 0 |  |  | 0.46562
LDNO HV: HV Site Specific Band 2 | B5K | 0 |  |  | 0.46562
LDNO HV: HV Site Specific Band 3 | B5L | 0 |  |  | 0.46562
LDNO HV: HV Site Specific Band 4 | B5M | 0 |  |  | 0.46562
LDNO HV: Unmetered Supplies | B3U,B3V | 0, 1 or 8 |  |  | 0
LDNO HV: LV Generation Aggregated | BR1, BR2 | 0 |  |  | 0
LDNO HV: LV Sub Generation Aggregated | BR6, BR7 | 0 |  |  | 0
LDNO HV: LV Generation Site Specific | BR3 | 0 |  |  | 0
LDNO HV: LV Sub Generation Site Specific | 0 | 0 |  |  | 0
LDNO HV: HV Generation Site Specific | BR4 | 0 |  |  | 0
LDNO HVplus: Domestic Aggregated with Residual |  | 0, 1, 2 | 0.18628 | 0 | 0.46562
LDNO HVplus: Domestic Aggregated (Related MPAN) |  | 2 | 0 | 0 | 0
LDNO HVplus: Non-Domestic Aggregated No Residual |  | 0, 3, 4, 5-8 |  |  | 0.46562
LDNO HVplus: Non-Domestic Aggregated Band 1 |  | 0, 3, 4, 5-8 |  |  | 0.46562
LDNO HVplus: Non-Domestic Aggregated Band 2 |  | 0, 3, 4, 5-8 |  |  | 0.46562
LDNO HVplus: Non-Domestic Aggregated Band 3 |  | 0, 3, 4, 5-8 |  |  | 0.46562
LDNO HVplus: Non-Domestic Aggregated Band 4 |  | 0, 3, 4, 5-8 |  |  | 0.46562
LDNO HVplus: Non-Domestic Aggregated (related MPAN) |  | 4 |  |  | 0
LDNO HVplus: LV Site Specific No Residual |  | 0 |  |  | 0.46562
LDNO HVplus: LV Site Specific Band 1 |  | 0 |  |  | 0.46562
LDNO HVplus: LV Site Specific Band 2 |  | 0 |  |  | 0.46562
LDNO HVplus: LV Site Specific Band 3 |  | 0 |  |  | 0.46562
LDNO HVplus: LV Site Specific Band 4 |  | 0 |  |  | 0.46562
LDNO HVplus: LV Sub Site Specific No Residual |  | 0 |  |  | 0.46562
LDNO HVplus: LV Sub Site Specific Band 1 |  | 0 |  |  | 0.46562
LDNO HVplus: LV Sub Site Specific Band 2 |  | 0 |  |  | 0.46562
LDNO HVplus: LV Sub Site Specific Band 3 |  | 0 |  |  | 0.46562
LDNO HVplus: LV Sub Site Specific Band 4 |  | 0 |  |  | 0.46562
LDNO HVplus: HV Site Specific No Residual |  | 0 |  |  | 0.46562
LDNO HVplus: HV Site Specific Band 1 |  | 0 |  |  | 0.46562
LDNO HVplus: HV Site Specific Band 2 |  | 0 |  |  | 0.46562
LDNO HVplus: HV Site Specific Band 3 |  | 0 |  |  | 0.46562
LDNO HVplus: HV Site Specific Band 4 |  | 0 |  |  | 0.46562
LDNO HVplus: Unmetered Supplies |  | 0, 1 or 8 |  |  | 0
LDNO HVplus: LV Generation Aggregated |  | 0 |  |  | 0
LDNO HVplus: LV Sub Generation Aggregated |  | 0 |  |  | 0
LDNO HVplus: LV Generation Site Specific |  | 0 |  |  | 0
LDNO HVplus: LV Sub Generation Site Specific |  | 0 |  |  | 0
LDNO HVplus: HV Generation Site Specific |  | 0 |  |  | 0
LDNO EHV: Domestic Aggregated with Residual | B6A, B6C | 0, 1, 2 | 0.18628 | 0 | 0.46562
LDNO EHV: Domestic Aggregated (Related MPAN) | B6B, B6D | 2 | 0 | 0 | 0
LDNO EHV: Non-Domestic Aggregated No Residual | B6E | 0, 3, 4, 5-8 |  |  | 0.46562
LDNO EHV: Non-Domestic Aggregated Band 1 | B7A | 0, 3, 4, 5-8 |  |  | 0.46562
LDNO EHV: Non-Domestic Aggregated Band 2 | B7B | 0, 3, 4, 5-8 |  |  | 0.46562
LDNO EHV: Non-Domestic Aggregated Band 3 | B7C | 0, 3, 4, 5-8 |  |  | 0.46562
LDNO EHV: Non-Domestic Aggregated Band 4 | B7D | 0, 3, 4, 5-8 |  |  | 0.46562
LDNO EHV: Non-Domestic Aggregated (related MPAN) | B6L | 4 |  |  | 0
LDNO EHV: LV Site Specific No Residual | B6F | 0 |  |  | 0.46562
LDNO EHV: LV Site Specific Band 1 | B8A | 0 |  |  | 0.46562
LDNO EHV: LV Site Specific Band 2 | B8B | 0 |  |  | 0.46562
LDNO EHV: LV Site Specific Band 3 | B8C | 0 |  |  | 0.46562
LDNO EHV: LV Site Specific Band 4 | B8D | 0 |  |  | 0.46562
LDNO EHV: LV Sub Site Specific No Residual | B8W | 0 |  |  | 0.46562
LDNO EHV: LV Sub Site Specific Band 1 | B8E | 0 |  |  | 0.46562
LDNO EHV: LV Sub Site Specific Band 2 | B8F | 0 |  |  | 0.46562
LDNO EHV: LV Sub Site Specific Band 3 | B8G | 0 |  |  | 0.46562
LDNO EHV: LV Sub Site Specific Band 4 | B8H | 0 |  |  | 0.46562
LDNO EHV: HV Site Specific No Residual | B6G | 0 |  |  | 0.46562
LDNO EHV: HV Site Specific Band 1 | B8J | 0 |  |  | 0.46562
LDNO EHV: HV Site Specific Band 2 | B8K | 0 |  |  | 0.46562
LDNO EHV: HV Site Specific Band 3 | B8L | 0 |  |  | 0.46562
LDNO EHV: HV Site Specific Band 4 | B8M | 0 |  |  | 0.46562
LDNO EHV: Unmetered Supplies | B6U, B6V | 0, 1 or 8 |  |  | 0
LDNO EHV: LV Generation Aggregated | BV1, BV2 | 0 |  |  | 0
LDNO EHV: LV Sub Generation Aggregated | BV6, BV7 | 0 |  |  | 0
LDNO EHV: LV Generation Site Specific | BV3 | 0 |  |  | 0
LDNO EHV: LV Sub Generation Site Specific |  | 0 |  |  | 0
LDNO EHV: HV Generation Site Specific | BV4 | 0 |  |  | 0
LDNO 132kV/EHV: Domestic Aggregated with Residual |  | 0, 1, 2 | 0.18628 | 0 | 0.46562
LDNO 132kV/EHV: Domestic Aggregated (Related MPAN) |  | 2 | 0 | 0 | 0
LDNO 132kV/EHV: Non-Domestic Aggregated No Residual |  | 0, 3, 4, 5-8 |  |  | 0.46562
LDNO 132kV/EHV: Non-Domestic Aggregated Band 1 |  | 0, 3, 4, 5-8 |  |  | 0.46562
LDNO 132kV/EHV: Non-Domestic Aggregated Band 2 |  | 0, 3, 4, 5-8 |  |  | 0.46562
LDNO 132kV/EHV: Non-Domestic Aggregated Band 3 |  | 0, 3, 4, 5-8 |  |  | 0.46562
LDNO 132kV/EHV: Non-Domestic Aggregated Band 4 |  | 0, 3, 4, 5-8 |  |  | 0.46562
LDNO 132kV/EHV: Non-Domestic Aggregated (related MPAN) |  | 4 |  |  | 0
LDNO 132kV/EHV: LV Site Specific No Residual |  | 0 |  |  | 0.46562
LDNO 132kV/EHV: LV Site Specific Band 1 |  | 0 |  |  | 0.46562
LDNO 132kV/EHV: LV Site Specific Band 2 |  | 0 |  |  | 0.46562
LDNO 132kV/EHV: LV Site Specific Band 3 |  | 0 |  |  | 0.46562
LDNO 132kV/EHV: LV Site Specific Band 4 |  | 0 |  |  | 0.46562
LDNO 132kV/EHV: LV Sub Site Specific No Residual |  | 0 |  |  | 0.46562
LDNO 132kV/EHV: LV Sub Site Specific Band 1 |  | 0 |  |  | 0.46562
LDNO 132kV/EHV: LV Sub Site Specific Band 2 |  | 0 |  |  | 0.46562
LDNO 132kV/EHV: LV Sub Site Specific Band 3 |  | 0 |  |  | 0.46562
LDNO 132kV/EHV: LV Sub Site Specific Band 4 |  | 0 |  |  | 0.46562
LDNO 132kV/EHV: HV Site Specific No Residual |  | 0 |  |  | 0.46562
LDNO 132kV/EHV: HV Site Specific Band 1 |  | 0 |  |  | 0.46562
LDNO 132kV/EHV: HV Site Specific Band 2 |  | 0 |  |  | 0.46562
LDNO 132kV/EHV: HV Site Specific Band 3 |  | 0 |  |  | 0.46562
LDNO 132kV/EHV: HV Site Specific Band 4 |  | 0 |  |  | 0.46562
LDNO 132kV/EHV: Unmetered Supplies |  | 0, 1 or 8 |  |  | 0
LDNO 132kV/EHV: LV Generation Aggregated |  | 0 |  |  | 0
LDNO 132kV/EHV: LV Sub Generation Aggregated |  | 0 |  |  | 0
LDNO 132kV/EHV: LV Generation Site Specific |  | 0 |  |  | 0
LDNO 132kV/EHV: LV Sub Generation Site Specific |  | 0 |  |  | 0
LDNO 132kV/EHV: HV Generation Site Specific |  | 0 |  |  | 0
LDNO 132kV: Domestic Aggregated with Residual |  | 0, 1, 2 | 0.18628 | 0 | 0.46562
LDNO 132kV: Domestic Aggregated (Related MPAN) |  | 2 | 0 | 0 | 0
LDNO 132kV: Non-Domestic Aggregated No Residual |  | 0, 3, 4, 5-8 |  |  | 0.46562
LDNO 132kV: Non-Domestic Aggregated Band 1 |  | 0, 3, 4, 5-8 |  |  | 0.46562
LDNO 132kV: Non-Domestic Aggregated Band 2 |  | 0, 3, 4, 5-8 |  |  | 0.46562
LDNO 132kV: Non-Domestic Aggregated Band 3 |  | 0, 3, 4, 5-8 |  |  | 0.46562
LDNO 132kV: Non-Domestic Aggregated Band 4 |  | 0, 3, 4, 5-8 |  |  | 0.46562
LDNO 132kV: Non-Domestic Aggregated (related MPAN) |  | 4 |  |  | 0
LDNO 132kV: LV Site Specific No Residual |  | 0 |  |  | 0.46562
LDNO 132kV: LV Site Specific Band 1 |  | 0 |  |  | 0.46562
LDNO 132kV: LV Site Specific Band 2 |  | 0 |  |  | 0.46562
LDNO 132kV: LV Site Specific Band 3 |  | 0 |  |  | 0.46562
LDNO 132kV: LV Site Specific Band 4 |  | 0 |  |  | 0.46562
LDNO 132kV: LV Sub Site Specific No Residual |  | 0 |  |  | 0.46562
LDNO 132kV: LV Sub Site Specific Band 1 |  | 0 |  |  | 0.46562
LDNO 132kV: LV Sub Site Specific Band 2 |  | 0 |  |  | 0.46562
LDNO 132kV: LV Sub Site Specific Band 3 |  | 0 |  |  | 0.46562
LDNO 132kV: LV Sub Site Specific Band 4 |  | 0 |  |  | 0.46562
LDNO 132kV: HV Site Specific No Residual |  | 0 |  |  | 0.46562
LDNO 132kV: HV Site Specific Band 1 |  | 0 |  |  | 0.46562
LDNO 132kV: HV Site Specific Band 2 |  | 0 |  |  | 0.46562
LDNO 132kV: HV Site Specific Band 3 |  | 0 |  |  | 0.46562
LDNO 132kV: HV Site Specific Band 4 |  | 0 |  |  | 0.46562
LDNO 132kV: Unmetered Supplies |  | 0, 1 or 8 |  |  | 0
LDNO 132kV: LV Generation Aggregated |  | 0 |  |  | 0
LDNO 132kV: LV Sub Generation Aggregated |  | 0 |  |  | 0
LDNO 132kV: LV Generation Site Specific |  | 0 |  |  | 0
LDNO 132kV: LV Sub Generation Site Specific |  | 0 |  |  | 0
LDNO 132kV: HV Generation Site Specific |  | 0 |  |  | 0
LDNO 0000: Domestic Aggregated with Residual |  | 0, 1, 2 | 0.18628 | 0 | 0.46562
LDNO 0000: Domestic Aggregated (Related MPAN) |  | 2 | 0 | 0 | 0
LDNO 0000: Non-Domestic Aggregated No Residual |  | 0, 3, 4, 5-8 |  |  | 0.46562
LDNO 0000: Non-Domestic Aggregated Band 1 |  | 0, 3, 4, 5-8 |  |  | 0.46562
LDNO 0000: Non-Domestic Aggregated Band 2 |  | 0, 3, 4, 5-8 |  |  | 0.46562
LDNO 0000: Non-Domestic Aggregated Band 3 |  | 0, 3, 4, 5-8 |  |  | 0.46562
LDNO 0000: Non-Domestic Aggregated Band 4 |  | 0, 3, 4, 5-8 |  |  | 0.46562
LDNO 0000: Non-Domestic Aggregated (related MPAN) |  | 4 |  |  | 0
LDNO 0000: LV Site Specific No Residual |  | 0 |  |  | 0.46562
LDNO 0000: LV Site Specific Band 1 |  | 0 |  |  | 0.46562
LDNO 0000: LV Site Specific Band 2 |  | 0 |  |  | 0.46562
LDNO 0000: LV Site Specific Band 3 |  | 0 |  |  | 0.46562
LDNO 0000: LV Site Specific Band 4 |  | 0 |  |  | 0.46562
LDNO 0000: LV Sub Site Specific No Residual |  | 0 |  |  | 0.46562
LDNO 0000: LV Sub Site Specific Band 1 |  | 0 |  |  | 0.46562
LDNO 0000: LV Sub Site Specific Band 2 |  | 0 |  |  | 0.46562
LDNO 0000: LV Sub Site Specific Band 3 |  | 0 |  |  | 0.46562
LDNO 0000: LV Sub Site Specific Band 4 |  | 0 |  |  | 0.46562
LDNO 0000: HV Site Specific No Residual |  | 0 |  |  | 0.46562
LDNO 0000: HV Site Specific Band 1 |  | 0 |  |  | 0.46562
LDNO 0000: HV Site Specific Band 2 |  | 0 |  |  | 0.46562
LDNO 0000: HV Site Specific Band 3 |  | 0 |  |  | 0.46562
LDNO 0000: HV Site Specific Band 4 |  | 0 |  |  | 0.46562
LDNO 0000: Unmetered Supplies |  | 0, 1 or 8 |  |  | 0
LDNO 0000: LV Generation Aggregated |  | 0 |  |  | 0
LDNO 0000: LV Sub Generation Aggregated |  | 0 |  |  | 0
LDNO 0000: LV Generation Site Specific |  | 0 |  |  | 0
LDNO 0000: LV Sub Generation Site Specific |  | 0 |  |  | 0
LDNO 0000: HV Generation Site Specific |  | 0 |  |  | 0
*Supplier of Last Resort pass-through costs which are recovered on a two year lag allocated to all domestic tariffs with a fixed charge (including LDNO)
**Supplier of Last Resort pass-through costs which are not recovered on a two year lag allocated to all domestic tariffs with a fixed charge (including LDNO)
***Eligible Bad Debt pass-through costs allocated to all metered demand tariffs (including LDNO)

## Nodal prices
Back to Overview
Indigo Power Limited_B - Effective from 1 April 2025 - Final Nodal/Zonal charges
Node/Zone ID | Geographical name | Local charge 1 £/kVA | Remote charge 1 £/kVA

## SSC unit rate lookup
Back to Overview
Standard Settlement Configuration Id | Standard Settlement Configuration Desc | Common Decode | Change implemented | Date | Comments
3 | 10-hour OP | A/R | Notes updated | 2019-06-10 | Updated to reflect DCP 268 which delinks all tariffs from the TPR bands
4 | 10-hour OP | A/R | Code 1 & 2 changed to A | 2019-06-10 | Updated to reflect DCP 268 which delinks all tariffs from the TPR bands
5 | 10-hour OP + w/e | A/R | Code O changed to A/R | 2019-06-10 | Updated to reflect DCP 268 which delinks all tariffs from the TPR bands
6 | 10.5-hour OP | A/R | Removed TPR | 2019-06-10 | Removed TPR lookup element as this no longer effects which rate to apply
7 | 10.5-hour OP | A/R
8 | 10.5-hour OP | A/R
9 | 10.5-hour OP | A/R
10 | 10.5-hour OP | A/R
11 | 10.5-hour OP | A/R
12 | 10.5-hour OP | A/R
13 | 11 Hour OP | A/R
15 | 11 Hour OP | A/R
16 | 11.5-hour OP | A/R
17 | 11.5-hour OP | A/R
18 | 11.5-hour OP | A/R
19 | 11.5-hour OP | A/R
20 | 11.5-hour OP | A/R
21 | 11.5-hour OP | A/R
22 | 11.5-hour OP | A/R
23 | 11-hour OP | A/R
24 | 11-hour OP | A/R
25 | 11-hour OP | A/R
26 | 11-hour OP | A/R
28 | 11-hour OP | A/R
29 | 11-hour OP | A/R
30 | 11-hour OP | A/R
31 | 11-hour OP | A/R
32 | 11-hour OP | A/R
33 | 11-hour OP | A/R
34 | 11-hour OP | A/R
35 | 11-hour OP | A/R
36 | 11-hour OP | A/R
37 | 11-hour OP | A/R
38 | 11-hour OP | A/R
39 | 11-hour OP | A/R
40 | 11.5-hour OP | A/R
41 | 8.5-hour OP | A/R
42 | 9-hour OP | A/R
43 | 9-hour OP | A/R
44 | 8.5-hour OP | A/R
45 | 11-hour OP + Summer | A/R
46 | 11-hour OP + w/e | A/R
47 | 11-hour OP + w/e & Summer | A/R
48 | 11-hour OP + weekends | A/R
49 | 11.5-hour OP | A/R
50 | 12-hour OP + w/e & Summer | A/R
51 | 12-hour night | A
52 | 12-hour OP | A/R
53 | 12-hour OP | A/R
55 | 12-hour OP | A/R
56 | 12-hour OP | A/R
57 | 12-hour OP | A/R
58 | Key Meter pseudo 2-rate | A
59 | 12-hour OP | A/R
60 | 12-hour OP | A/R
62 | 8-hour OP (see also SSC 427) | A
63 | 9-hour OP | A/R
64 | 12-hour OP | A/R
65 | 12-hour OP + Summer | A/R
66 | 12-hour OP + Summer | A/R
67 | 12.5-hour OP | A/R
71 | 12.5-hour OP | A/R
72 | 12.5-hour OP | A/R
73 | 12.5-hour OP | A/R
74 | 12.5-hour OP + Summer | A/R
75 | 12.5-hour OP + w/e | A/R
76 | 12.5-hour OP + w/e | A/R
77 | 12.5-hour OP + w/e | A/R
78 | 12.5-hour OP + w/e & Summer | A/R
79 | 14-hour E7 | A
80 | 14-hour Off Peak | A/R
81 | 14-hour OP + Sun | A/R
82 | 14.5-hour OP | A/R
83 | 14.5-hour OP | A/R
84 | 14.5-hour OP | A/R
85 | 14.5-hour OP | A/R
86 | 14.5-hour OP | A/R
87 | 14.5-hour OP | A/R
88 | 14.5-hour OP | A/R
91 | 14.5-hour OP + Summer | A/R
92 | 14.5-hour OP + Summer | A/R
93 | split 7-hour E7 | A
94 | 14.5-hour OP + Summer | A/R
95 | 14.5-hour OP + Summer | A/R
96 | 14.5-hour OP + Summer | A/R
97 | 14.5-hour OP + w/e | A/R
98 | 14.5-hour OP + w/e & Summer | A/R
99 | 15-hour OP | A/R
100 | 15-hour OP | A/R
101 | 15-hour OP + w/e & Summer | A/R
102 | 15-hour OP + w/e & Summer | A/R
103 | 15-hour OP + w/e & Summer | A/R
104 | 15.5-hour OP | A/R
105 | 15.5-hour OP | A/R
106 | 15.5-hour OP | A/R
107 | 15.5-hour OP | A/R
108 | 15.5-hour OP | A/R
109 | 15.5-hour OP | A/R
110 | 15.5-hour OP | A/R
111 | 15.5-hour OP + Summer | A/R
112 | 15.5-hour OP + w/e | A/R
113 | 15.5-hour OP + w/e | A/R
115 | 15.5-hour OP + w/e | A/R
116 | 15.5-hour OP + w/e | A/R
117 | 15.5-hour OP + w/e | A/R
118 | 15.5-hour OP + w/e & Summer | A/R
119 | 15.5-hour OP + w/e & Summer | A/R
120 | 9-hour OP | A/R
121 | 2-rate terms | A
122 | 2-rate SToD | A
123 | 2-rate variable SToD | A
124 | 2-rate variable SToD | A
125 | 2-rate variable SToD | A
126 | 7-hour E7 | A
127 | 3-rate SToD | A
128 | Dom/Non-dom Seasonal (link SSC 0342) | A
129 | 3-rate SToD | A
130 | 3-rate variable | A
131 | 3-rate variable | A
132 | 4-rate SToD | A
133 | 4-rate SToD | A
134 | 4-rate SToD | A
135 | 4-rate SToD | A
136 | 4-rate SToD | A
137 | 4-rate SToD | A
138 | 4-rate SToD | A
140 | split 7-hour E7 | A
141 | 5-rate SToD | A
142 | 5-rate SToD | A
143 | 15-hour OP | A/R
144 | 6-rate SToD | A
145 | 6-rate SToD | A
146 | 6-rate SToD | A
147 | 6-rate SToD | A
148 | 7-hour OP (see also SSC 0185) | A
149 | Smart 7, heating | A
150 | 7-hour E7 | A
151 | 7-hour E7 | A
152 | 7-hour E7 | A
153 | 7-hour E7 | A
154 | 7-hour E7 | A
155 | split 7-hour E7 | A/R
156 | 7-hour E7 | A
157 | 7-hour E7 | A
158 | 7-hour E7 | A
159 | 12-hour OP | A/R
160 | 7-hour E7 | A
161 | 7-hour E7 | A
162 | 7-hour E7 | A
163 | 7-hour E7 | A
164 | 7-hour E7 | A
165 | 7-hour E7 | A
166 | 7-hour E7 | A
167 | 7-hour E7 | A
168 | 7-hour E7 | A
169 | 7-hour E7 | A
170 | 7-hour E7 | A
171 | 7-hour E7 | A
172 | 7-hour E7 | A
173 | 7-hour E7 | A
174 | 7-hour E7 | A
175 | 7-hour E7 | A
176 | 7-hour E7 | A
177 | 7-hour E7 | A
178 | 7-hour E7 (Cornwall & def reinforcement) | A
179 | 7-hour E7 | A
180 | 7-hour E7 | A
181 | 7-hour E7 | A
182 | 7-hour E7 | A
183 | 7-hour E7 | A
184 | 7-hour E7 | A
185 | 7-hour E7 | A
186 | 7-hour E7 | A
187 | 7-hour E7 | A
188 | 7-hour E7 | A
189 | 7-hour E7 | A/R
190 | 7-hour E7 | A/R
191 | 7-hour E7 | A/R
192 | 7-hour E7 | A/R
193 | 7-hour E7 | A/R
194 | 7-hour E7 | A/R
195 | 7-hour E7 | A/R
196 | 7-hour E7 | A/R
197 | 7-hour E7 | A/R
198 | 7-hour E7 | A/R
199 | 7-hour E7 | A/R
201 | 7-hour E7 | A/R
202 | 7-hour E7 | A/R
203 | 7-hour E7 | A/R
204 | 7-hour E7 | A/R
205 | 7-hour E7 | A/R
206 | 7-hour E7 | A/R
207 | 7-hour E7 | A/R
208 | 7-hour E7 | A/R
209 | 7-hour E7 | A
210 | 7-hour E7 | A
211 | 7-hour E7 | A
212 | 7-hour E7 | A
213 | 7-hour E7 | A
214 | 7-hour E7 | A
215 | 7-hour E7 | A
216 | 7-hour E7 | A
217 | 7-hour E7 | A
218 | 7-hour E7 | A
219 | 7-hour E7 | A
220 | 7-hour E7 | A
221 | 7-hour E7 | A
222 | 7-hour E7 | A
223 | 7-hour E7 | A
224 | 7-hour E7 | A
225 | 7-hour E7 | A
226 | 7-hour E7 | A
227 | 7-hour E7 | A
228 | Supertariff heating | A/R
229 | Supertariff heating | A/R
230 | 7-hour E7 | A/R
231 | split 7-hour E7 | A
233 | split 7-hour E7 | A
234 | split 7-hour E7 | A
235 | split 7-hour E7 | A
236 | split 7-hour E7 | A
237 | split 7-hour E7 | A
238 | 7-hour E7 | A
241 | 7-hour E7 (differential switching) | A
242 | 7-hour night | A
243 | Key Meter pseudo 2-rate | A
244 | 7-hour E7 | A
245 | 7-hour night | A
246 | Economy 7 Day & Night | A
247 | 7-hour night | A
248 | 7-hour E7 | A
249 | 7-hour night | A
250 | 7-hour OP | A/R
251 | 7-hour OP | A/R
252 | 7-hour OP | A/R
253 | 7-hour OP | A/R
254 | 7-hour variable E7 (Menter B) | A
255 | 7-hour variable E7 (Menter A) | A
257 | 8-hour E7 | A
258 | 8-hour night | A
259 | 10-hour night | A
260 | 8-hour night | A/R
261 | 8-hour night | A
262 | 8-hour night | A
263 | 8-hour night | A
264 | 8-hour night | A
265 | 8-hour OP | A/R
266 | 8-hour OP | A/R
267 | 8-hour OP | A/R
268 | 8-hour OP | A/R
269 | 8-hour OP | A/R
270 | 8-hour OP | A/R
271 | 8-hour OP | A/R
272 | 8-hour OP | A/R
273 | 8-hour OP | A/R
274 | 8-hour OP | A/R
276 | 8-hour OP | A/R
277 | 8-hour OP + Summer | A/R
278 | 8-hour OP + w/e | A/R
279 | 8-hour OP + w/e & Summer | A/R
280 | 8-hour OP + weekends | A/R
281 | 9-hour night | A
283 | 9-hour night (differential switching) | A
284 | 9-hour OP | A/R
285 | 9-hour OP | A/R
286 | 9-hour OP + w/e | A/R
287 | Boiler | A/R
288 | Budget Warmth | A/R
289 | Budget Warmth | A/R
290 | Budget Warmth | A/R
291 | Budget Warmth | A/R
292 | Budget Warmth | A/R
297 | Budget Warmth | A/R
298 | Budget Warmth | A/R
299 | Budget Warmth | A/R
300 | Flexiheat Day/Evening/Weekend | A
301 | Flexiheat (weather) Day/Evening/Weekend | A
302 | Superdeal Day/Night | A
303 | Budget Warmth | A/R
304 | Budget Warmth | A/R
305 | Domestic heating tariff | A
306 | Domestic heating tariff | A
307 | Domestic heating tariff | A
308 | Domestic heating tariff | A
309 | Superdeal (weather) Day/Night | A
310 | E10 type 1 (general purpose) | A
312 | 7-hour OP (see also SSC 186) | A
313 | Domestic E9 A | A/R
314 | 13-hour OP | A/R
315 | Evening/night | A/R
316 | Evening/Weekend | A
317 | Evening/Weekend | A
318 | Evening/Weekend | A
319 | 12-hour Evening/Weekend | A
320 | Evening/Weekend | A
321 | Evening/Weekend | A
322 | Evening/Weekend | A
323 | Evening/Weekend | A
324 | Domestic E9 B | A
325 | Evening/Weekend E7 | A
326 | Evening/Weekend E7 | A
327 | Evening/Weekend E7 | A
328 | Evening/Weekend E7 | A
329 | Evening/Weekend E7 | A
330 | Evening/Weekend E7 | A
331 | Evening/Weekend E7 | A
332 | Evening/Weekend E7 | A/R
334 | 3-rate heating, (link SSC 0343) | A
335 | Grain Drying | A
336 | Grain drying | A/R
337 | Grain drying | A/R
338 | Heating | A
339 | Local Authority Heating | A/R
340 | Local Authority Heating | A/R
341 | Local Authority Heating | A/R
342 | Dom & Non-dom Seasonal (link SSC 0128) | A
343 | 3-rate heating, water heating | A
344 | 7-hour E7, Day + Night (link SSC 0345) | A
344 | 7-hour E7, Day + Night (link SSC 0345) | A/R
345 | 7-hour E7, Day + Night (link SSC 0344) | A
346 | Non-Standard OP (8+3 hour) | A/R
347 | Non-Standard OP | A/R
348 | Non-Standard OP | A/R
349 | 7-hour E7 | A
350 | Warmwise heating | A/R
351 | Flexiheat heating | A
352 | Flexiheat (weather) heating | A
353 | Superdeal heating | A
354 | 12-hour OP | A/R
355 | Smart 7, Day/Night | A
357 | split 10-hour Heatwise | A/R
358 | split 10-hour Heatwise | A/R
359 | split 10-hour Heatwise | A/R
360 | split 10-hour Heatwise | A/R
361 | split 10-hour Heatwise | A/R
362 | split 10-hour Heatwise | A/R
363 | split 10-hour Heatwise | A/R
364 | split 10-hour Heatwise | A/R
365 | split 10-hour Heatwise | A/R
366 | split 10-hour Heatwise | A/R
367 | split 10-hour Heatwise | A/R
368 | split 10-hour Heatwise | A/R
369 | split 10-hour Heatwise | A/R
370 | split 10-hour Heatwise | A/R
371 | split 10-hour Heatwise | A/R
372 | Evening/Weekend | A
373 | split 7-hour E7 | A
374 | split 7-hour E7 | A
375 | split 7-hour E7 | A
376 | split 7-hour E7 | A
377 | split 7-hour E7 | A
378 | split 7-hour E7 | A
380 | split 7-hour E7 | A
381 | split 7-hour E7 | A
382 | split 7-hour E7 | A
384 | 7-hour E7 | A
385 | split 7-hour E7 | A/R
386 | 9-hour OP | A/R
387 | 15.5-hour OP | A/R
388 | split 7-hour E7 | A/R
389 | 12.5-hour OP | A/R
390 | split 7-hour E7 | A
391 | Summer & Winter w/e | A/R
392 | Summer Unrestricted | A
393 | Unrestricted | A
394 | 10-hour night | A
395 | Warmwise Day/Night | A
396 | 2-rate SToD | A
397 | 9-hour heating | A
398 | 12-hour OP + w/e | A
399 | 15-hour OP + w/e | A/R
400 | 8-hour night | A
401 | E10 type 1(heating circuit) | A/R
403 | 12-hour night | A
404 | Redring Boiler (general purpose) | A
405 | Redring Boiler (heating circuit) | A/R
406 | Cyclocontrol 3 | A/R
407 | Cyclocontrol 4 | A/R
408 | Cyclocontrol 5 | A/R
409 | Cyclocontrol 6 | A/R
410 | Cyclocontrol 7 | A/R
411 | Cyclocontrol 8 | A/R
412 | Cyclocontrol 9 | A/R
413 | Cyclocontrol 10 | A/R
414 | Cyclocontrol 11 | A/R
415 | Cyclocontrol 12 | A/R
416 | Cyclocontrol 13 | A/R
417 | Cyclocontrol 14 | A/R
418 | Cyclocontrol 15 | A/R
419 | Cyclocontrol 16 | A/R
420 | Cyclocontrol 17 | A/R
421 | Cyclocontrol 18 | A/R
422 | Cyclocontrol 19 | A/R
423 | Cyclocontrol 20 | A/R
424 | Cyclocontrol 21 | A/R
425 | Superdeal (weather) heating | A
426 | 7-hour E7 | A
427 | Day/Night (White meter) | A
428 | Unmetered Type A ("flat" profile) | U
429 | Unmetered B ("dusk-to-dawn") | U
430 | Unmetered C ("half-night & pre-dawn") | U
431 | Unmetered D ("dawn-to-dusk") | U
432 | 7-hour E7 | A
434 | 12 Hour OP | A/R
435 | Domestic 3-rate heating | A
436 | 3-Rate Seasonal | A
437 | Lifestyle Tariff | A
439 | Split 7-hour E7 | A
440 | 3-rate ToW | A
441 | 4-rate SToD | A
442 | 7-hour E7 | A/R
443 | Evening/Weekend | A
444 | Evening/Weekend E7 | A
444 | Evening/Weekend E7 | A/R
445 | 7-hour variable E7 | A
446 | 7-hour variable E7 | A
447 | 7-hour OP | A
448 | 7-hour OP | A
449 | 7-hour OP | A
450 | 7-hour OP | A
451 | 7-hour OP | A
452 | 7-hour OP | A
453 | 7-hour OP | A
454 | 7-hour OP | A
455 | 7-hour OP | A
456 | 7-hour OP | A
459 | 7-hour OP | A
460 | 12 Hours OP | A/R
461 | 12 Hours OP | A/R
462 | 8 Hours OP | A/R
463 | 10.5 Hours OP | A/R
464 | Weekender Tariff (V1) | A
465 | Weekender Tariff (V2) | A
466 | Maximum Demand Register | A
467 | Maximum Demand Register | A
468 | Maximum Demand Register | A
469 | Maximum Demand Register | A
470 | Maximum Demand Register | A
473 | Economy 7 - all purpose tariff G63 | A
474 | split 7hr o/p | A/R
475 | Split 7hr E7 | A
476 | 14.5 hr o/p | A/R
477 | 14.5 hr o/p | A/R
478 | Evening/Weekend E7 | A
479 | Split 7-hour E7 | A
480 | Split 7-hour E7 | A
481 | Split 7-hour E7 | A
482 | Micro-PV Export Import Profile Class 1 | G
483 | Micro-PV Export Import Profile Class 2 | G
484 | Micro-PV Export Import Profile Class 3 | G
485 | Micro-PV Export Import Profile Class 4 | G
486 | Micro-PV Export Import Profile Class 5 | G
487 | Micro-PV Export Import Profile Class 6 | G
488 | Micro-PV Export Import Profile Class 7 | G
489 | Micro-PV Export Import Profile Class 8 | G
490 | Micro-CHP Export Import Profile Class 1 | G
491 | Micro-CHP Export Import Profile Class 2 | G
492 | Micro-CHP Export Import Profile Class 3 | G
493 | Micro-CHP Export Import Profile Class 4 | G
494 | Micro-CHP Export Import Profile Class 5 | G
495 | Micro-CHP Export Import Profile Class 6 | G
496 | Micro-CHP Export Import Profile Class 7 | G
497 | Micro-CHP Export Import Profile Class 8 | G
498 | Other Sml Export SSC any import Profile | G
701 | 8.5-hour OP + w/e | A/R
702 | 8.5-hour OP + w/e | A/R
703 | 12-hour OP + w/e | A/R
704 | 12-hour OP + w/e | A/R
705 | 12-hour OP + w/e | A/R
706 | 12-hour OP + w/e | A/R
707 | 12-hour OP + w/e | A/R
708 | 12-hour OP + w/e | A/R
709 | 12-hour OP + w/e | A/R
710 | 12-hour OP + w/e | A/R
711 | 12-hour OP + w/e | A/R
712 | 16-hour OP + w/e | A/R
713 | 16-hour OP + w/e | A/R
714 | 16-hour OP + w/e | A/R
715 | 16-hour OP + w/e | A/R
716 | 20-hour OP + w/e | A/R
717 | 20-hour OP + w/e | A/R
718 | 20-hour OP + w/e + summer | A/R
719 | 20-hour OP + w/e + summer | A/R
720 | 3-rate SToD | A
721 | 8.5 hour WM | A
722 | 8.5 hour WM | A
723 | 8.5 hour WM | A
724 | 8.5 hour WM | A
725 | 8.5 hour WM | A
726 | 8.5 hour WM | A
727 | 8.5 hour WM | A
728 | 8.5 hour WM Heating | A
729 | 8.5 hour WM | A
730 | 8.5 hour WM Heating | A
731 | 8.5 hour WM | A
732 | 8.5 hour WM Heating | A
733 | 8.5 hour WM | A
734 | 8.5 hour WM Heating | A
735 | 8.5 hour WM | A
736 | 8.5 hour WM Heating | A
737 | 8.5 hour WM | A
738 | 8.5 hour WM Heating | A
739 | 8.5 hour WM | A
740 | 8.5 hour WM Heating | A
741 | 8.5 hour WM | A
742 | 8.5 hour WM Heating | A
743 | 8.5 hour WM | A
744 | 8.5 hour WM Heating | A
745 | 8.5 hour WM | A
746 | 8.5 hour WM Heating | A
747 | 8.5 hour WM | A
748 | 8.5 hour WM | A
749 | 8.5 hour WM Heating | A
752 | 8.5 hour WM | A
753 | Weathercall heating | A
754 | 8.5 hour WM | A
755 | Weathercall heating | A
756 | 8.5 hour WM | A
757 | Weathercall heating | A
758 | 8.5 hour WM | A
759 | Weathercall heating | A
760 | 8.5 hour WM | A
761 | Weathercall heating | A
762 | 8.5 hour WM | A
763 | Weathercall heating | A
764 | 8.5 hour WM | A
765 | Weathercall heating | A
766 | 8.5 hour WM | A
767 | Weathercall heating | A
768 | 8.5 hour WM | A
769 | Weathercall heating | A
770 | 18-hour dynamic | A
775 | Crop&Air Conditioning | A
776 | Crop&Air Conditioning | A
781 | 8.5 hour WM | A/R
782 | 8.5 hour WM | A
783 | 8.5 hour WM | A
784 | 8.5 hour WM | A
785 | 8.5 hour WM | A
786 | 8.5 hour WM | A
787 | E7 accompanying Birmingam W'call | A
788 | Birmingham Weathercall | A
789 | E7 accompanying Manchester W'call | A
790 | Manchester Weathercall | A
791 | E7 accompanying Anglesey W'call | A
792 | Anglesey Weathercall | A
793 | 8.5 hour WM | A
794 | 8.5 hour WM Heating | A
801 | Unrestricted | A
802 | Two rate with 8 hours night | A
803 | Dynamic | A/R
804 | Two rate with 8 hours night | A
805 | Dynamic | A/R
806 | Two rate with 8 hours night | A
807 | Dynamic | A/R
808 | Two rate with 8 hours night | A
809 | Dynamic | A/R
810 | Two rate with 8 hours night | A
811 | Dynamic | A/R
812 | Two rate with 8 hours night | A
813 | Dynamic | A/R
814 | Two rate with 8 hours night | A
815 | Dynamic | A/R
816 | Two rate with 8 hours night | A
817 | Dynamic | A/R
818 | Two rate with 8 hours night | A
819 | Dynamic | A/R
820 | Two rate with 8 hours night | A
821 | Dynamic | A/R
822 | Two rate with 8 hours night | A
823 | Dynamic | A/R
824 | Two rate with 8 hours night | A
825 | Dynamic | A/R
826 | Two rate with 8 hours night | A
827 | Dynamic | A/R
828 | Two rate with 8 hours night | A
829 | Dynamic | A/R
830 | Two rate with 8 hours night | A
831 | Dynamic | A/R
832 | Two rate with 8 hours night | A
833 | Dynamic | A/R
834 | Two rate with 8 hours night | A
835 | Dynamic | A/R
836 | Two rate with 8 hours night | A
837 | Dynamic | A/R
838 | Two rate with 8 hours night | A
839 | Dynamic | A/R
840 | Two rate with 8 hours night | A
841 | Dynamic | A/R
842 | Two rate with 8 hours night | A
843 | Dynamic | A/R
844 | Two rate with 8 hours night | A
845 | Dynamic | A/R
846 | Two rate with 8 hours night | A
847 | Dynamic | A/R
848 | Two rate with 8 hours night | A
849 | Dynamic | A/R
850 | Dynamic | A/R
851 | Dynamic | A/R
852 | Two rate with 8 hours night | A
853 | Two rate with 8 hours night | A
854 | Two rate with 8 hours night | A
855 | Two rate with 8 hours night | A
856 | Two rate with 8 hours night | A
857 | Two rate with 8 hours night | A
858 | Two rate with 8 hours night | A
859 | Two rate with 8 hours night | A
860 | Two rate with 8 hours night | A
861 | Two rate with 8 hours night | A
862 | Two rate with 8 hours night | A
863 | Two rate with 8 hours night | A
864 | Two rate with 8 hours night | A
865 | Two rate with 8 hours night | A
866 | Dynamic | A/R
867 | Two rate with 8 hours night | A
868 | Dynamic | A/R
869 | Two rate with 8 hours night | A
870 | Dynamic | A/R
871 | Two rate with 8 hours night | A
872 | Dynamic | A/R
873 | Two rate with 8 hours night | A
874 | Dynamic | A/R
875 | Two rate with 8 hours night | A
876 | Dynamic | A/R
877 | Two rate with 8 hours night | A
878 | Dynamic | A/R
879 | Two rate with 8 hours night | A
880 | Dynamic | A/R
881 | Two rate with 8 hours night | A
882 | Dynamic | A/R
883 | Two rate with 8 hours night | A
884 | Dynamic | A/R
885 | Two rate with 8 hours night | A
886 | Dynamic | A/R
887 | Two rate with 8 hours night | A
888 | Dynamic | A/R
889 | Two rate with 8 hours night | A
890 | Dynamic | A/R
891 | Dynamic | A/R
892 | Dynamic | A/R
893 | Dynamic | A/R
894 | 8 Hours OP | A/R
895 | 8 Hours OP | A/R
896 | 8 Hours OP | A/R
897 | Dynamic | A/R
898 | Dynamic | A/R
899 | 11 Hours OP | A/R
900 | 11 Hours OP | A/R
901 | 11 Hours OP | A/R
902 | 11 Hours OP | A/R
903 | 11 Hours OP | A/R
904 | 8 Hours OP + Weekends | A/R
905 | 8 Hours OP + Weekends | A/R
906 | 8 Hours OP + Weekends | A/R
907 | 15 Hours OP + Weekends | A/R
908 | 15 Hours OP + Weekends | A/R
909 | 15 Hours OP + Weekends | A/R
910 | 15 Hours OP + Weekends | A/R
911 | 15 Hours OP + Weekends | A/R
912 | 15 Hours OP + Weekends | A/R
913 | 15 Hours OP + Weekends | A/R
914 | 15 Hours Nov - April/24 Hours May - Oct | A
915 | 8 Hours OP | A
916 | 8 Hours OP | A
917 | 8 Hours OP | A
918 | Evening/Weekend | A
919 | 2 rate | A
920 | 2 rate | A
922 | Unrestricted | A
923 | Unrestricted | A
924 | Unrestricted | A
925 | Unmetered Type A ("flat " profile) | U
926 | Unmetered B ("dusk-to-dawn") | U
927 | Unmetered D ("dawn-to-dusk") | U
928 | Unmetered C ("half-night & pre-dawn") | U
929 | 11 Hours OP | A/R
930 | 11 Hours OP | A/R
931 | 11 Hours OP | A/R
932 | Seasonal ToD | A
933 | Two rate with 8 hours night | A
934 | Dynamic | A/R
935 | Split 10 hr E10 | A
936 | Split 10 hr E10 | A
937 | Split 10 hr E10 | A
938 | Split 10 hr E10 | A
939 | Split 10 hr E10 | A
940 | NHH Export Hydro Profile Class | G
941 | NHH Export Wind Profile Class | G
942 | 7-hour E7 (Cornwall & def reinforcement) | A
943 | 7-hour E7 | A
944 | 7-hour E7 | A
945 | 7-hour E7 | A
946 | 7-hour E7 | A
947 | Smart Meter 3 Rate Time of Day | A
948 | 10 hour Evening/Weekend | A
949 | General Purpose 2 Rate (paired wth 0950) | A
950 | E10 Heating Single Rate (prd wth 0949) | A/R
951 | E9 Heating | A/R
952 | General Purpose 2 Rate (paired wth 0951) | A
953 | Two rate with 20 hours night | A
954 | Three Rate Peak Day Other | A
955 | 4 rate weekday/2 rate weekend | A
956 | 4 Rate Weekday/2 rate Weekend (BST) | A
957 | Unrestricted with Weekday Peak | A
958 | Unrestricted with Peak | A
959 | Economy 7 with Weekday Peak | A
960 | Economy 7 with Peak | A
961 | Evening Weekend and Weekday Peak (smart) | A
962 | Evening Weekend with Peak | A
963 | Evening Weekend Night and Peak | A
964 | Evening Weekend with Night (BST) | A
965 | 3 Rate with Weekday Peak | A
966 | 8-hour OP | A/R
967 | Superdeal Day/Night | A
968 | Superdeal Day/Night | A
969 | 3 Rate with Weekday Peak | A
970 | split 7-hour E7 | A
971 | Smart meter trial - time of use 3 rate | A
972 | 2 Rate Saturday Off Peak | A
973 | Flexiheat Day/Evening/Weekend | A
974 | Flexiheat heating | A
975 | Saturday Off Peak (9-5) | A
976 | Sunday Off Peak (9-5) | A
978 | 7-hour OP | A/R
979 | Non-Standard OP (8+3 hour) | A/R
980 | General Purpose 2 Rate (paired with 0980 | A
981 | E10 Heating Single Rate (prd with 0981) | A/R
982 | Evening Saver | A
983 | Comfort Booster | A
984 | Saturday Off Peak (24 Hrs) | A
985 | Sunday Off Peak (24 Hrs) | A
989 | Redring Boiler (general purpose) | A
990 | Redring Boiler (heating circuit) | A/R
991 | 8-hour OP | A/R
996 | Lifestyle Tariff | A
997 | Evening/Weekend - BST | A
Notes:
There are a few governing rules that should be applied:
Specific notes for application of or tariffss:
  All tariffs are all delinked and set time bands are applied in place of the TPR’s timebands.
The following rules apply when allocating tariffs in DNO areas.
  1, G and U should be applied straight to the appropriate SSC to identify generation and UMS tariffs.
  Then considering the SSC alongside the PC.
  2, PC1s should be labelled Domestic Aggregated.
  3, PC2s with SSCs with A/R should be labelled Domestic Aggregated (related MPAN).
  4, Remaining PC2s should be labelled Domestic Aggregated.
  5, PC3s should be labelled Non Domestic Aggregated.
  6, PC4s with SSCs with A/R should be labelled Non Domestic Aggregated (related MPAN).
  7, Remaining PC4s should be labelled Non Domestic Aggregated.
  8, PC5 – 8s should be labelled Non Domestic Aggregated.
Common decode:
  A: Aggregated - replaces the Day & Night rates (1 & 2)
  A/R: Aggregated if on PC1 / PC3 / PC5 / PC6 / PC7 / PC8 or Aggregated (related MPAN) if on PC2 / PC4
  G: Generation
  U: Unmetered Supplies

## Residual Charging Bandings
Back to Overview
Indigo Power Limited_B - Effective from 2025/26 - Final Residual Charging Bandings
Voltage of Connection | Band | Units | Lower Threshold* | Upper Threshold* | Residual Charge per MPAN (£) | INDI LLF
Domestic Aggregated | Single band | - | - | -
Designated Properties connected at LV, billing with no MIC | 1 | kWh | - | 3571
| 2 | kWh | 3571 | 12553
| 3 | kWh | 12553 | 25279
| 4 | kWh | 25279 | ∞
Designated Properties connected at LV, billing with MIC | 1 | kVA | - | 80
| 2 | kVA | 80 | 150
| 3 | kVA | 150 | 231
| 4 | kVA | 231 | ∞
Designated Properties connected at HV | 1 | kVA | - | 422
| 2 | kVA | 422 | 1000
| 3 | kVA | 1000 | 1800
| 4 | kVA | 1800 | ∞
Designated EHV Properties | 1 | kVA | - | 5000
| 2 | kVA | 5000 | 12000
| 3 | kVA | 12000 | 21500
| 4 | kVA | 21500 | ∞
* All boundaries are inclusive of the upper threshold and exclusive of the lower threshold i.e. Lower < x ≤ Upper.

## Charge Calculator
Back to Overview
Indigo Power Limited_B - Effective from 1 April 2025 - Final | [17 empty] | Red/black unit charge p/kWh | Amber/yellow unit charge p/kWh | Green unit charge p/kWh | Fixed charge p/MPAN/day | Capacity charge p/kVA/day | Exceeded capacity charge p/kVA/day | Reactive power charge p/kVArh
[17 empty] | Domestic Aggregated | Red unit charge p/kWh | Amber unit charge p/kWh | Green unit charge p/kWh | Fixed charge p/MPAN/day | n/a | n/a | n/a
LV and HV designated properties and Unmetered Supplies tariff calculator | [7 empty] | EHV designated property calculator | [8 empty] | Domestic Aggregated (related MPAN) | Red unit charge p/kWh | Amber unit charge p/kWh | Green unit charge p/kWh | n/a | n/a | n/a | n/a
Step 1, Choose your tariff using the drop down list in cell B10 | [7 empty] | Step 1, Choose your tariff using the drop down list in cell L10 | [8 empty] | Non-Domestic Aggregated | Red unit charge p/kWh | Amber unit charge p/kWh | Green unit charge p/kWh | Fixed charge p/MPAN/day | n/a | n/a | n/a
Step 2, After selecting a tariff in step 1, Cells C12-I12 will generate headings, please enter your consumption in cells C13:I13 underneath each heading generated (if no heading leave cell blank) | [7 empty] | Step 2, After selecting a tariff in step 1, Cells M12-T12 will generate headings, please enter your consumption in cells M13:T13 underneath each heading generated (if no heading leave cell blank) | [8 empty] | Non-Domestic Aggregated (related MPAN) | Red unit charge p/kWh | Amber unit charge p/kWh | Green unit charge p/kWh | n/a | n/a | n/a | n/a
Step 3, Enter a forecast of consumption if required in cells C14:I14 | [7 empty] | Step 3, Enter a forecast of consumption if required in cells M14:T14 | [8 empty] | LV Site Specific | Red unit charge p/kWh | Amber unit charge p/kWh | Green unit charge p/kWh | Fixed charge p/MPAN/day | Capacity charge p/kVA/day | Exceeded Capacity charge p/kVA/day | Reactive power charge p/kVArh
[17 empty] | LV Sub Site Specific | Red unit charge p/kWh | Amber unit charge p/kWh | Green unit charge p/kWh | Fixed charge p/MPAN/day | Capacity charge p/kVA/day | Exceeded Capacity charge p/kVA/day | Reactive power charge p/kVArh
Tariff details Choose tariff name from drop down box below | Red unit charge p/kWh | Amber unit charge p/kWh | Green unit charge p/kWh | Fixed charge p/MPAN/day | Capacity charge p/kVA/day | Exceeded Capacity charge p/kVA/day | Reactive power charge p/kVArh | Site details Choose the site name from the drop down box below | Import Super Red unit charge (p/kWh) | Import fixed charge (p/day) | Import capacity charge (p/kVA/day) | Import exceeded capacity charge (p/kVA/day) | Export Super Red unit charge (p/kWh) | Export fixed charge (p/day) | Export capacity charge (p/kVA/day) | Export exceeded capacity charge (p/kVA/day) | HV Site Specific | Red unit charge p/kWh | Amber unit charge p/kWh | Green unit charge p/kWh | Fixed charge p/MPAN/day | Capacity charge p/kVA/day | Exceeded Capacity charge p/kVA/day | Reactive power charge p/kVArh
LV Site Specific | [7 empty] | Wood Lodge Farm | 0 | 0 | 0 | 0 | 0 | 0 | 0 | 0 | Unmetered Supplies | Black unit charge p/kWh | Yellow unit charge p/kWh | Green unit charge p/kWh | n/a | n/a | n/a | n/a
[17 empty] | LV Generation Aggregated | Red unit charge p/kWh | Amber unit charge p/kWh | Green unit charge p/kWh | Fixed charge p/MPAN/day | n/a | n/a | n/a
Tariff components | Red unit charge p/kWh | Amber unit charge p/kWh | Green unit charge p/kWh | Number of days in consumption period i.e. 365 if one year | Maximum import or export capacity kVA | Average daily exceeded capacity kVA | Excess reactive units kVArh | Tariff components | Import super red kWh | Number of days in consumption period i.e. 365 if one year | Maximum import capacity kVA | Average daily exceeded capacity kVA | Export Super Red kWh | Number of days in consumption period i.e. 365 if one year | Maximum export capacity kVA | Average daily exceeded capacity kVA | LV Sub Generation Aggregated | Red unit charge p/kWh | Amber unit charge p/kWh | Green unit charge p/kWh | Fixed charge p/MPAN/day | n/a | n/a | n/a
Enter current consumption details | [7 empty] | Enter current consumption details | [5 empty] | 0 |  |  | LV Generation Site Specific | Red unit charge p/kWh | Amber unit charge p/kWh | Green unit charge p/kWh | Fixed charge p/MPAN/day | n/a | n/a | Reactive power charge p/kVArh
Enter forecast consumption details (if different) | 0 | 0 | 0 | 0 | 0 | 0 | 0 | Enter forecast consumption details (if different) | 0 | 0 | 0 | 0 | 0 | 0 | 0 | 0 | LV Generation Site Specific no RP charge | Red unit charge p/kWh | Amber unit charge p/kWh | Green unit charge p/kWh | Fixed charge p/MPAN/day | n/a | n/a | n/a
[17 empty] | LV Sub Generation Site Specific | Red unit charge p/kWh | Amber unit charge p/kWh | Green unit charge p/kWh | Fixed charge p/MPAN/day | n/a | n/a | Reactive power charge p/kVArh
Charge components | Unit 1 £ | Unit 2 £ | Unit 3 £ | Fixed charge £ | Capacity charge £ | Exceeded capacity charge £ | Reactive power charge £ | Charge components | Import super red charge £ | Import fixed charge £ | Import capacity charge £ | Import exceeded capacity charge £ | Export super red charge £ | Export fixed charge £ | Export capacity charge £ | Export exceeded capacity charge £ | LV Sub Generation Site Specific no RP charge | Red unit charge p/kWh | Amber unit charge p/kWh | Green unit charge p/kWh | Fixed charge p/MPAN/day | n/a | n/a | n/a
Current consumption period charges | [7 empty] | Current consumption period charges | 0 | 0 | 0 | 0 | 0 | 0 | 0 | 0 | HV Generation Site Specific | Red unit charge p/kWh | Amber unit charge p/kWh | Green unit charge p/kWh | Fixed charge p/MPAN/day | n/a | n/a | Reactive power charge p/kVArh
Forecast consumption period charges | [7 empty] | Forecast consumption period charges | 0 | 0 | 0 | 0 | 0 | 0 | 0 | 0 | HV Generation Site Specific no RP charge | Red unit charge p/kWh | Amber unit charge p/kWh | Green unit charge p/kWh | Fixed charge p/MPAN/day | n/a | n/a | n/a
| Total charge £ | [7 empty] | Import total charge £ | Export total charge £
Current consumption period charges | 0 | [6 empty] | Current consumption period charges | 0 | 0
Forecast consumption period charges | 0 | [6 empty] | Forecast consumption period charges | 0 | 0
These charges are estimates based on tariff selected and consumption values entered. | [7 empty] | These charges are estimates based on site selected and consumption values entered.
Note:
For the purpose of forecasting the exceeded capacity charge, the input in this calculator uses the average daily exceeded capacity as this reduces the calculators complexity, however as per the Use of System Charging Statement, the exceeded portion of the capacity will be charged at the exceeded capacity charge p/kVA/day rate, based on the difference between the MIC/MEC and the actual capacity used. This will be charged for the full duration of the month in which the breach occurs.”